## CAISO
Project Name | Type | TP Approved | In service Date (planned or achieved) | SUB_1 | SUB_2 | Utility | Status | Neighboring Communities | Description | Project Timeline | CPUC Status | Contact Information | Maps & Resources | Source
Series Reactor on Warnerville-Wilson 230 kV | Flow Control | 2012-2013 | 2018 | WARNERVILLE | WILSON
Series compensation on Eldorado-Lugo-Mohave | Flow Control | 2012-2013 | 2024 | ELDORADO | MOHAVE | Southern California Edison (SCE) | Approved; construction started Q4 2020; expected in service Q2 2024 | San Bernardino, California; Clark County, Nevada, including Searchlight and Laughlin; Boulder City, Nevada; and Hesperia, California. | Increase capacity on existing transmission lines by installing series capacitors, allowing additional renewable energy to flow from Nevada to Southern California. The project modifies the existing Eldorado, Lugo, and Mohave substations; installs capacitors on existing transmission lines; raises selected tower heights for ground clearance; installs communication wire; and adds cathodic protection and grounding where needed for induced AC effects on nearby gas pipelines. | Planning and outreach began Q3 2016; PTC application Q2 2018; amended CPCN application Q2 2019; CPUC Final Decision and approval Q3 2020; construction began Q4 2020; expected operational Q2 2024. | CPUC approved and issued a Certificate of Public Convenience and Necessity on August 27, 2020. | Project Information Line: 1-866-602-3782. SCE Project Manager Selya Arce: Selya.Arce@sce.com. | Notice of Construction: https://www.sce.com/sites/default/files/inline-files/Eldorado-Lugo-MohaveNoticeofConstruction.pdf; Fact Sheet: https://www.sce.com/sites/default/files/inline-files/093016_EldoradoLugoMohaveNewsletter.pdf; Project Map: https://www.sce.com/sites/default/files/inline-files/ELM_Map.pdf | SCE Eldorado-Lugo-Mohave project page (provided project information)
Imperial Valley phase shifters | Flow Control | 2013-2014 | 2017 | IMPERIAL VALLEY
Wilson 115 kV SVC/Statcom | Flow Control | 2015-2016 | 2021 | WILSON
San Jose-Trible 115 kV Series Reactors | Flow Control | 2017-2018 | 2019 | SAN JOSE STA. B | TRIMBLE
Vaca Dixon-Lakeville 230 kV Corridor Series Compensation | Flow Control | 2017-2018 | 2026 | VACA-DIXON | LAKEVILLE
Series Compensation on Los Esteros-Nortech 115 kV Line | Flow Control | 2021-2022 | 2025 | LOS ESTEROS | NORTECH
San Jose HVDC project - Metcalf-San Jose B | Flow Control | 2021-2022 | 2028 | METCALF 2 | SAN JOSE STA. B
Lone Tree – Cayetano – Newark Corridor Series Compensation | Flow Control | 2022-2023 | 2027 | LONE TREE | NEWARK
Humboldt Phase Shifting Transformer (Part of New Humboldt 500 kV Substation with 500 kV line to Collinsville) | Flow Control | 2023-2024 | 2034
Rio Oso SVC | Dynamic Voltage Control | 2011-2012 | 2025 | RIO OSO
SVC at Suncrest | Dynamic Voltage Control | 2013-2014 | 2017 | SUNCREST
Synchronous condensers in LA/San Diego area (loss of SONGS) | Dynamic Voltage Control | - | -
Round Mountain 500 kV Dynamic Voltage Support (Fern Road Substation) | Dynamic Voltage Control | 2018-2019 | 2026 | ROUND MOUNTAIN
Gates 500 kV Dynamic Voltage Support (Orchard Substation) | Dynamic Voltage Control | 2018-2019 | 2025

## SPP
Project Name | SUB_1 | SUB_2 | Type | TP Approved | In service Date (planned or achieved) | Utility | Status | Neighboring Communities | Description | Project Timeline | CPUC Status | Contact Information | Maps & Resources | Source | ISO/RTO | NTC ID | PID | UID | Upgrade Name | Project Type (SPP) | Voltage (kV) | Current Cost Estimate | Found On DB | Endpoint Match Info
Device- Gypsum 69 kV Capacitor Bank | GYPSUM |  | SPP GETS - Gypsum 69 kV Capacitor Bank | 2019 ITP | 2025-11-28 00:00:00 | WFEC | Delay - Mitigation | OK | Install a new 12 MVAR capacitor bank at Gypsum 69 kV substation. | 2025-11-28 00:00:00 |  |  |  | 2024 SPP Transmission Expansion Plan project list, source row 48 | SPP | 210545 | 81525 | 112395 | Gypsum 69 kV Capacitor Bank | Regional Reliability | 69/69 | 400000 | FALSE | SPP equipment location parsed as GYPSUM.
Sub - Firth 115kV - Firth Cap Bank 115kV Ckt 1 | Firth |  | SPP GETS - Firth Cap Bank 115kV Ckt 1 | 2019 ITP | 2024-06-01 00:00:00 | NPPD | Delay - Mitigation | NE | Install new 15 MVAR capacitor bank at Firth 115 kV substation. | 2024-06-01 00:00:00 |  |  |  | 2024 SPP Transmission Expansion Plan project list, source row 50 | SPP | 210538 | 81533 | 112403 | Firth Cap Bank 115kV Ckt 1 | Regional Reliability | 115 | 608900 | FALSE | SPP equipment location parsed as Firth.
Sub - Firth 115kV - Firth 115 kV Substation Expansion | Firth |  | SPP GETS - Firth 115 kV Substation Expansion | 2019 ITP | 2024-06-01 00:00:00 | NPPD | Delay - Mitigation | NE | Expand the existing Firth 115 kV substation to accommodate a new 15 MVAR capacitor bank. | 2024-06-01 00:00:00 |  |  |  | 2024 SPP Transmission Expansion Plan project list, source row 51 | SPP | 210538 | 81533 | 112404 | Firth 115 kV Substation Expansion | Regional Reliability | 115 | 3036560 | FALSE | SPP equipment location parsed as Firth.
Device - Grady 138 kV - Grady 138 kV Capacitor Bank | Grady |  | SPP GETS - Grady 138 kV Capacitor Bank | 2020 ITP | 2022-12-13 00:00:00 | AEP | Complete | OK | Install a new 23 MVAR capacitor bank at Grady 138 kV | 2022-12-13 00:00:00 |  |  |  | 2024 SPP Transmission Expansion Plan project list, source row 96 | SPP | 210576 | 91875 | 143156 | Grady 138 kV Capacitor Bank | Zonal Reliability |  | 1910669 | FALSE | SPP equipment location parsed as Grady.
Device - Bismarck 12.47 kV - Bismarck 12.47 kV Reactors | Bismarck |  | SPP GETS - Bismarck 12.47 kV Reactors | 2020 ITP | 2023-11-30 00:00:00 | WAPA | Complete | ND/ | Install 2x35 MVAR reactors at Bismarck to control voltage on the 230 kV transmission system | 2023-11-30 00:00:00 |  |  |  | 2024 SPP Transmission Expansion Plan project list, source row 97 | SPP | 210579 | 91876 | 143157 | Bismarck 12.47 kV Reactors | Regional Reliability |  | 4309263 | FALSE | SPP equipment location parsed as Bismarck.
Device - Moorehead 230 kV - Moorehead 230 kV Reactor | Moorehead |  | SPP GETS - Moorehead 230 kV Reactor | 2020 ITP | 2024-12-31 00:00:00 | MRES | Delay - Mitigation | MN | Install 2x40 MVAR reactors at Moorehead to control voltage on the 115 kV and 230 kV transmission systems | 2024-12-31 00:00:00 |  |  |  | 2024 SPP Transmission Expansion Plan project list, source row 98 | SPP | 210585 | 91878 | 143159 | Moorehead 230 kV Reactor | Regional Reliability |  | 6499045.72 | FALSE | SPP equipment location parsed as Moorehead.
Multi - E Newtown 115 kV - E Newtown 115 kV New Statcom | E Newtown |  | SPP GETS - E Newtown 115 kV New Statcom | 2021 ITP | 2024-07-01 00:00:00 | MWE | Delay - Mitigation | ND | Install a 150 MVAR statcom and supporting equipment at E Newtown to control voltage on the 115 kV transmission system | 2024-07-01 00:00:00 |  |  |  | 2024 SPP Transmission Expansion Plan project list, source row 137 | SPP | 210663 | 92178 | 144148 | E Newtown 115 kV New Statcom | Regional Reliability |  | 19500000 | FALSE | SPP equipment location parsed as E Newtown.
Multi - E Newtown 115 kV - E Newtown 115 kV Substation | E Newtown |  | SPP GETS - E Newtown 115 kV Substation | 2021 ITP | 2024-07-01 00:00:00 | MWE | Delay - Mitigation | ND | Expand existing 115 kV E Newtown substation to accommodate the statcom interconnection. | 2024-07-01 00:00:00 |  |  |  | 2024 SPP Transmission Expansion Plan project list, source row 145 | SPP | 210663 | 92178 | 144202 | E Newtown 115 kV Substation | Regional Reliability |  | 1500000 | FALSE | SPP equipment location parsed as E Newtown.
Multi - Tande - Finstad - Leland Olds 345 kV - Tande 345 kV Terminal Equipment | Tande |  | SPP GETS - Tande 345 kV Terminal Equipment | 2021 ITP | 2026-11-30 00:00:00 | BEPC | Delay - Mitigation | ND/ | Install new terminal equipment at Tande to support a new 345 kV line from Finstad. Install a series compensation device at Finstad or Tande. | 2026-11-30 00:00:00 |  |  |  | 2024 SPP Transmission Expansion Plan project list, source row 154 | SPP | 210675 | 92168 | 144238 | Tande 345 kV Terminal Equipment | Regional Reliability |  | 5085047 | FALSE | SPP equipment location parsed as Tande.
Device - Lea Road 115 kV Capacitor Bank | Lea Road |  | SPP GETS - Lea Road 115 kV Capacitor Bank | 2022 ITP | 2026-12-15 00:00:00 | SPS | On Schedule < 4 | NM | Install 28.8 MVAR capacitor bank at Lea Road 115 kV substation | 2026-12-15 00:00:00 |  |  |  | 2024 SPP Transmission Expansion Plan project list, source row 163 | SPP | 210714 | 92382 | 156288 | Lea Road 115 kV Capacitor Bank | Regional Reliability | 115 | 5200000 | FALSE | SPP equipment location parsed as Lea Road.
Device Dawson County-Fort Peck 230 kV 40 MVAR Line Reactor - Dawson County-Fort Peck 230 kV Line Reactor | FT PECK |  | SPP GETS - Dawson County-Fort Peck 230 kV Line Reactor | 2023 ITP |  | WAPA | NTC - Commitment Window | OK | Install 40 MVAR reactor on the Dawson County-Fort Peck 230 kV Line |  |  |  |  | 2024 SPP Transmission Expansion Plan project list, source row 204 | SPP | 220748 | 93107 | 157280 | Dawson County-Fort Peck 230 kV Line Reactor | Regional Reliability | 230 | 4007750 | FALSE | SPP equipment location parsed as FT PECK.
Device - Broadland 345 kV Reactor | Broadland |  | SPP GETS - Broadland 345 kV Reactor | 2023 ITP |  | BEPC | NTC - Commitment Window | ND | Install 2nd 75 MVAR reactor at Broadland 345 kV substation |  |  |  |  | 2024 SPP Transmission Expansion Plan project list, source row 205 | SPP | 220747 | 92987 | 157375 | Broadland 345 kV Reactor | Regional Reliability | 345 | 5445170 | FALSE | SPP equipment location parsed as Broadland.
Device - Devaul 2 115 kV Switched Shunt - Devaul 115 kV Reactor | Devaul |  | SPP GETS - Devaul 115 kV Reactor | 2023 ITP |  | MGS | NTC - Commitment Window | ND | Install 15 MVAR reactor at Devaul 115 kV substation |  |  |  |  | 2024 SPP Transmission Expansion Plan project list, source row 243 | SPP | 220755 | 93103 | 157736 | Devaul 115 kV Reactor | Regional Reliability | 115 | 1671705 | FALSE | SPP equipment location parsed as Devaul.
Device - Groton 345 kV Reactor | Groton |  | SPP GETS - Groton 345 kV Reactor | 2023 ITP |  | BEPC | NTC - Commitment Window | ND | Install 2nd 68 MVAR reactor at Groton 345 kV substation |  |  |  |  | 2024 SPP Transmission Expansion Plan project list, source row 253 | SPP | 220747 | 94080 | 158019 | Groton 345 kV Reactor | Regional Reliability | 345 | 5162152 | FALSE | SPP equipment location parsed as Groton.
Sub - Oklaunion 345 kV Capacitive Reactive Power Support | Oklaunion |  | SPP GETS - Oklaunion 345 kV Capacitive Reactive Power Support | DISIS-2016-002 | 2025-02-12 00:00:00 | AEP | Delay - Mitigation | OK/ | Install +200Mvar Capacitor Bank(s) at the Oklaunion 345kV substation. | 2025-02-12 00:00:00 |  |  |  | 2024 SPP Transmission Expansion Plan project list, source row 269 | SPP | 210611 | 81474 | 112307 | Oklaunion 345 kV Capacitive Reactive Power Support | Generation Interconnection |  | 25800000 | FALSE | SPP equipment location parsed as Oklaunion.
Device - Border 345kV Capacitive Reactive Support | Border |  | SPP GETS - Border 345kV Capacitive Reactive Support | DISIS-2016-002 | 2025-04-20 00:00:00 | OGE | Delay - Mitigation | OK | Install + 275 MVAR Capacitor Bank(s) at Border 345 kV. | 2025-04-20 00:00:00 |  |  |  | 2024 SPP Transmission Expansion Plan project list, source row 270 | SPP | 210609 | 81591 | 122537 | Border 345kV Capacitive Reactive Support | Generation Interconnection |  | 3996000 | FALSE | SPP equipment location parsed as Border.
Device - Dover SW 69 kV Cap Bank | DOVER SW |  | SPP GETS - Dover SW 69 kV Cap Bank | DPA-2017-August-767-774-776 | 2022-06-30 00:00:00 | WFEC | Complete | OK | Add new 14.4 MVAR capacitor bank at Dover SW 69 kV. | 2022-06-30 00:00:00 |  |  |  | 2024 SPP Transmission Expansion Plan project list, source row 288 | SPP | 200482 | 51280 | 72011 | Dover SW 69 kV Cap Bank | Regional Reliability | 69 | 813590 | FALSE | SPP equipment location parsed as DOVER SW.
Device - Cherokee SW 69 kV Cap Bank | CHEROKEE SW |  | SPP GETS - Cherokee SW 69 kV Cap Bank | DPA-2017-August-767-774-776 | 2027-11-30 00:00:00 | WFEC | Delay - Mitigation | OK | Add new 28.8 MVAR capacitor bank at Cherokee SW 69 kV. | 2027-11-30 00:00:00 |  |  |  | 2024 SPP Transmission Expansion Plan project list, source row 289 | SPP | 200482 | 51281 | 72012 | Cherokee SW 69 kV Cap Bank | Regional Reliability | 69 | 1000000 | FALSE | SPP equipment location parsed as CHEROKEE SW.
Multi - Elmore - Bradly 69 kV - Bradly Tap 69 kV Cap Bank | Bradly Tap |  | SPP GETS - Bradly Tap 69 kV Cap Bank | DPA-2021-June-1332 | 2023-06-01 00:00:00 | WFEC | Delay - Mitigation | AR | Install new 12 MVAR capacitor bank at Bradly Tap 69 kV. | 2023-06-01 00:00:00 |  |  |  | 2024 SPP Transmission Expansion Plan project list, source row 339 | SPP | 210665 | 92268 | 144277 | Bradly Tap 69 kV Cap Bank | Regional Reliability |  | 803000 | FALSE | SPP equipment location parsed as Bradly Tap.
Device - Crossroads 345 kV Capacitive Reactive Support (DISIS-2016-002-1) - Crossroads 345 kV Capacitive Reactive Support (DISIS-2016-002) | Crossroads |  | SPP GETS - Crossroads 345 kV Capacitive Reactive Support (DISIS-2016-002) | GI STUDIES | 2021-12-31 00:00:00 | SPS | In Service | NM | Install + 100 MVAR Capacitor Bank(s) at Crossroads 345 kV. Network Upgrade shared among four requests: GEN-2016-121, GEN-2016-123, GEN-2016-124, and GEN-2016-125 | 2021-12-31 00:00:00 |  |  |  | 2024 SPP Transmission Expansion Plan project list, source row 365 | SPP |  | 81594 | 122540 | Crossroads 345 kV Capacitive Reactive Support (DISIS-2016-002) | Generation Interconnection |  | 6616797 | FALSE | SPP equipment location parsed as Crossroads.
Device - Twelve Mile 115 kV Capacitor Bank | Twelve Mile |  | SPP GETS - Twelve Mile 115 kV Capacitor Bank | SPP- 2021-AG2 | 2029-10-01 00:00:00 | MWE | On Schedule > 4 | ND | Install 12 MVAR capacitor bank at Twelve Mile 115 kV substation. | 2029-10-01 00:00:00 |  |  |  | 2024 SPP Transmission Expansion Plan project list, source row 401 | SPP | 210679 | 92402 | 156334 | Twelve Mile 115 kV Capacitor Bank | Transmission Service | 115 | 571195 | FALSE | SPP equipment location parsed as Twelve Mile.

## MISO
Project Name | Type | TP Approved | In service Date (planned or achieved) | SUB_1 | SUB_2 | Utility | Status | Neighboring Communities | Description | Project Timeline | CPUC Status | Contact Information | Maps & Resources | Source | MTEP Project ID | MTEP Project Type | MTEP Other Type | MTEP Planning Region | MTEP Board Approved Date
Virlilia 230 kV Substation | MTEP in-service GETS / voltage support |  | 45210 | STATION T | CATLETT | ENTERGY MISSISSIPPI, LLC. | M4 - Project in Service |  | The Virlilia 230 kV breaker and a half substation will be fed out of the existing Catlett 230 kV substation. The existing Catlett substation will be reconfigured into a breaker and a half substation with two additional bays to connect to (2) 230 kV lines to the Virlilia 230 kV substation. A 108 MVAR capacitor bank will also be added to the new Virlilia 230 kV substation. Customer load will be fed out of (3) 150 MVA 230/34.5 kV transformers. |  |  |  |  | MTEP In Service Projects106330.xlsx | 25214 | Other | Load Growth | South | 45210
Aetna Synchronous Condenser | MTEP in-service GETS / voltage support |  | 45357 | AETNA |  | NORTHERN INDIANA PUBLIC SERVICE COMPANY LLC | M4 - Project in Service |  | Synchronous Condenser placed at Aetna 138kV substation. +360/-180 MVAR capabilities. |  |  |  |  | MTEP In Service Projects106330.xlsx | 50089 | Other | Local Reliability | Central | 45357
OTP Casselton 115 kV Capacitor Addition | MTEP in-service GETS / voltage support |  | 45267 | CASSEL | ELTON | OTTER TAIL POWER COMPANY | M4 - Project in Service |  | The project consists of expanding the existing 115 kV bus at OTP's Casselton, ND substation with two additional 115 kV breakers to allow for another position in the substation. A new 115 kV 15 MVAR capacitor and breaker will be added into the new position created in the Casselton 115 kV bus. |  |  |  |  | MTEP In Service Projects106330.xlsx | 23129 | Other | Load Growth | West | 45267
Cedar Mountain Capacitor Bank Addition | MTEP in-service GETS / voltage support |  | 45267 | CEDAR MOUNTAIN | CEDAR | GREAT RIVER ENERGY | M4 - Project in Service |  | Installation of (2) 75 MVar capacitor banks, installation od of 3 new 345kV breakers to complete the breaker and a half |  |  |  |  | MTEP In Service Projects106330.xlsx | 23883 | GIP |  | West | 45267
Moscow 138 kV Customer Load Addition Project | MTEP in-service GETS / voltage support |  | 45267 | MOSCOW |  | ENTERGY SERVICES, LLC. | M4 - Project in Service |  | Entergy is proposing to construct new 138 kV transmission facilities at the existing Moscow 138 kV substation which will serve an existing industrial customers new load. The proposed new facilities include installing two 138 kV breakers at the Moscow substation and a new capacitor bank. |  |  |  |  | MTEP In Service Projects106330.xlsx | 24152 | Other | Load Growth | South | 45267
OTP Bagley Jct. 115 kV Capacitor Addition | MTEP in-service GETS / voltage support |  | 45267 | BAGLEY | CAPACITOR | OTTER TAIL POWER COMPANY | M4 - Project in Service |  | Expand the Bagley Jct. 115 kV switching station to allow for the installation of a single step 20 MVAR 115 kV capacitor bank. The project will consist of the addition of two 115 kV breakers, three disconnect switches, a single 20 MVAR 115 kV capacitor bank, and other associated equipment to allow for the installation of a 20 MVAR 115 kV capacitor bank. |  |  |  |  | MTEP In Service Projects106330.xlsx | 24457 | GIP |  | West | 45267
New Bugle 138 kV Capacitor (120 Mvar) | MTEP in-service GETS / voltage support |  | 45267 | CAPACITOR |  | AMEREN MISSOURI | M4 - Project in Service |  | 120 Mvar Capacitor at Bugle |  |  |  |  | MTEP In Service Projects106330.xlsx | 23351 | Other | Local Reliability | Central | 45267
Boyd Sub Removal | MTEP in-service GETS / voltage support |  | 44903 | MOVAL |  | NORTHERN STATES POWER COMPANY | M4 - Project in Service |  | Retire end of life Boyd sub and install two 5 MVAR capacitor banks at nearby Bateman sub. |  |  |  |  | MTEP In Service Projects106330.xlsx | 21834 | Other | Local Reliability | West | 44903
Elm Creek TR10 | MTEP in-service GETS / voltage support |  | 44903 | ELM CREEK |  | NORTHERN STATES POWER COMPANY | M4 - Project in Service |  | Install second 345/115 kV transformer at Elm Creek sub Route SHC-CNC #1 345 kV Line Into Elm Creek Sub Add 50 MVAR reactor to existing TR9. |  |  |  |  | MTEP In Service Projects106330.xlsx | 21285 | Other | Local Reliability | West | 44903
New Dillon 138 kV Capacitor Bank (14 Mvar) | MTEP in-service GETS / voltage support |  | 44903 | DILLON | CAPACITOR | AMEREN MISSOURI | M4 - Project in Service |  | Add a 14 Mvar capacitor bank at Dillon with a separate breaker. The existing 28 Mvar bank will be reduced to 14 Mvar. |  |  |  |  | MTEP In Service Projects106330.xlsx | 21967 | BRP |  | Central | 44903
New Overton 161 kV Capacitor Bank | MTEP in-service GETS / voltage support |  | 44903 | OVERTON (161KV) | CAPACITOR | AMEREN MISSOURI | M4 - Project in Service |  | New 67 MVAR Capacitor at Overton 161 kV |  |  |  |  | MTEP In Service Projects106330.xlsx | 22807 | Other | Local Reliability | Central | 44903
OTP Ortonville 115 kV Capacitor Reduction | MTEP in-service GETS / voltage support |  | 44539 | CAPACITOR | REDUCTION | OTTER TAIL POWER COMPANY | M4 - Project in Service |  | Reduce capacitor size from 30 MVAR to 17 MVAR. |  |  |  |  | MTEP In Service Projects106330.xlsx | 20485 | Other | Local Reliability | West | 44539
New Galena 161 kV Capacitor Bank | MTEP in-service GETS / voltage support |  | 44539 | CAPACITOR |  | AMEREN MISSOURI | M4 - Project in Service |  | Install 28.8 MVAR capacitor bank at Galena 161 kV |  |  |  |  | MTEP In Service Projects106330.xlsx | 20156 | BRP |  | Central | 44539
Hills 345 kV: Add Two 150 MVAR Capacitors | MTEP in-service GETS / voltage support |  | 44539 | HILLS | CAPACITOR | MIDAMERICAN ENERGY CO. | M4 - Project in Service |  | Expand the Hills 345 kV substation yard from a ring bus to a breaker-and-a-half configuration. Add two 150 MVAR, 345 kV capacitor banks. |  |  |  |  | MTEP In Service Projects106330.xlsx | 20121 | GIP |  | West | 44539
MPFCA - Hickory Creek and Killdeer 345 kV Cap Bank TO-Funded Network Upgrades | MTEP in-service GETS / voltage support |  | 44539 | HICKORY CREEK | HICKORY | ITC MIDWEST | M4 - Project in Service |  | ITC Midwest entered into a Multi-Party Facilities Construction Agreement (“MPFCA”) with MISO and the Interconnection Customers for MISO Projects J302, J476, J503, J512, J555, J569, J583, J587, J590, J611 and J614 for the construction of Network Upgrades at Killdeer 345 kV and Hickory Creek 345 kV. The MPFCA provides for ITC Midwest to fund the cost of 2 x 84 MVAR (rated) capacitor banks at Killdeer 345 kV substation and 2 x 84 MVAR capacitor banks at Hickory Creek 345 kV substation. |  |  |  |  | MTEP In Service Projects106330.xlsx | 20035 | GIP |  | West | 44539
New Sullivan 69 kV capacitor | MTEP in-service GETS / voltage support |  | 44539 | SULLIVAN | CAPACITOR | DUKE ENERGY INDIANA, LLC | M4 - Project in Service |  | Sullivan 69 kV - 19.8 Mvar capacitor |  |  |  |  | MTEP In Service Projects106330.xlsx | 20174 | Other | Local Reliability | Central | 44539
Worthington Substation | MTEP in-service GETS / voltage support |  | 44539 | WORTHINGTON |  | MISSOURI RIVER ENERGY SERVICES - TRANSMISSION | M4 - Project in Service |  | This project is for the construction of a 69/12.47 kV substation, preliminary referred to as the New Worthington Sub, on the east side of Worthington, MN. In addition, MRES and GRE are recommending a two-stage capacitor bank (2 x 7.0 MVAR) to address transmission needs and improve operations. |  |  |  |  | MTEP In Service Projects106330.xlsx | 20608 | Other | Local Reliability | West | 44539
Grimes 345/161 kV Transformer Replacement | MTEP in-service GETS / voltage support |  | 44539 | GRIMES |  | MIDAMERICAN ENERGY CO. | M4 - Project in Service |  | Replace 345/161 kV (560 MVA) transformer at Grimes substation which failed recently. The replacement transformer will be a spare 345/161 kV 560 MVA transformer. Retire the 13.8 kV tertiary reactors of the transformer. |  |  |  |  | MTEP In Service Projects106330.xlsx | 21430 | Other | Age and Condition | West | 44539
Livingston 345kV Reactor 34F Replacement | MTEP in-service GETS / voltage support |  | 44539 | LIVINGSTON |  | METC | M4 - Project in Service |  | Replace Livingston 345kV Shunt Reactor #34F with a new reactor |  |  |  |  | MTEP In Service Projects106330.xlsx | 21046 | Other | Age and Condition | East | 44539
North Appleton SS, Transformer and Reactor Asset Renewal | MTEP in-service GETS / voltage support |  | 44539 | NORTH APPLETON | APPLETON | AMERICAN TRANSMISSION COMPANY | M4 - Project in Service |  | • Replace T7 138/345 kV power transformer (three single phase units) with the on-site system spare (standard three phase). • Retire two three-phase reactors, bus, structures and insulators and install a new standard 24.9 kV design connected to the tertiary of the newly installed 138/345 kV power transformer • Retire original design 34.5 kV vacuum breaker and associated disconnect switches • Install new station service on 24.9 kV bus salvaging three newer vintage reactors for use in a future project • Replace seven 138 kV disconnect switches |  |  |  |  | MTEP In Service Projects106330.xlsx | 19706 | Other | Age and Condition | West | 44539
Plymouth 161-69 kV Transformer Replacement | MTEP in-service GETS / voltage support |  | 44539 | PLYMOUTH |  | MIDAMERICAN ENERGY CO. | M4 - Project in Service |  | Replace the 161/69 kV (150 MVA) transformer at Plymouth substation which failed recently. The replacement transformer will be a spare 161/69 kV 167 MVA with a load tap changer (LTC). Replace the 13 kV tertiary reactors. |  |  |  |  | MTEP In Service Projects106330.xlsx | 21266 | Other | Age and Condition | West | 44539
Waterman 120kV Reactor HX Replacement | MTEP in-service GETS / voltage support |  | 44539 | WATER |  | ITC | M4 - Project in Service |  | Replace Waterman 120kV series reactor HX with a new series reactor |  |  |  |  | MTEP In Service Projects106330.xlsx | 21047 | Other | Age and Condition | East | 44539
New Ipava 345 kV shunt Reactive device | MTEP in-service GETS / voltage support |  | 44175 | IPAVA |  | AMEREN ILLINOIS | M4 - Project in Service |  | Install a shunt Reactive device to control voltages at Ipava 345 kV |  |  |  |  | MTEP In Service Projects106330.xlsx | 18031 | Other | Local Reliability | Central | 44175
New Loose Creek 345 kV shunt reactor | MTEP in-service GETS / voltage support |  | 44175 | LOOSE CREEK |  | AMEREN MISSOURI | M4 - Project in Service |  | Install 345 kV shunt reactor at Loose Creek |  |  |  |  | MTEP In Service Projects106330.xlsx | 17829 | Other | Local Reliability | Central | 44175
Midport 161 kV Capacitor | MTEP in-service GETS / voltage support |  | 44175 | CAPACITOR |  | MIDAMERICAN ENERGY CO. | M4 - Project in Service |  | Add 161 kV, 50 MVAR capacitor at Midport. Includes addition of 161 kV circuit breakers on 161 kV line terminals. |  |  |  |  | MTEP In Service Projects106330.xlsx | 18183 | GIP |  | West | 44175
New Meredosia 345 kV shunt reactive device | MTEP in-service GETS / voltage support |  | 44175 | MEREDOSIA |  | AMEREN ILLINOIS | M4 - Project in Service |  | Install a shunt Reactive device to control voltages at IL-Meredosia 345 kV. |  |  |  |  | MTEP In Service Projects106330.xlsx | 18030 | Other | Local Reliability | Central | 44175
Upgrade Spencer Creek 345 kV substation | MTEP in-service GETS / voltage support |  | 44175 | SPENCER | SPENCE | AMEREN MISSOURI | M4 - Project in Service |  | Replace switches on 345kv pos V3, V5, V6, V7 and reactor position. |  |  |  |  | MTEP In Service Projects106330.xlsx | 17824 | Other | Age and Condition | Central | 44175
Cole Road 69 kV Capacitor Bank | MTEP in-service GETS / voltage support |  | 44175 | COLE ROAD | CAPACITOR | SOUTH MISSISSIPPI ELECTRIC POWER ASSOCIATION | M4 - Project in Service |  | Install new 69kV capacitor bank at Cole Road substation. |  |  |  |  | MTEP In Service Projects106330.xlsx | 18182 | Other | Local Reliability | South | 44175
New Xenia 345 kV shunt Reactive device | MTEP in-service GETS / voltage support |  | 44175 | CONTROL |  | AMEREN ILLINOIS | M4 - Project in Service |  | Install a shunt Reactive device to control voltages at Xenia 345 kV |  |  |  |  | MTEP In Service Projects106330.xlsx | 18032 | Other | Local Reliability | Central | 44175
Pleasant Hill 500kV: Add 2 Reactors | MTEP in-service GETS / voltage support |  | 44175 | PLEASANT HILL | PLEASANT | ENTERGY SERVICES, LLC. | M4 - Project in Service |  | Add 2 100 MVAR reactors at Pleasant Hill 500 kV bus |  |  |  |  | MTEP In Service Projects106330.xlsx | 18097 | BRP |  | South | 44175
NUCOR Cap Bank | MTEP in-service GETS / voltage support |  | 44175 | NUCOR |  | ARKANSAS ELECTRIC COOPERATIVE CORPORATION | M4 - Project in Service |  | AECC to install a 60 MVAR capacitor bank at Hickman North substation in Mississippi County Electric. |  |  |  |  | MTEP In Service Projects106330.xlsx | 18805 | BRP |  | South | 44175
Missionary 230kV Reactor Bank | MTEP in-service GETS / voltage support |  | 44175 | MISSION |  | SOUTH MISSISSIPPI ELECTRIC POWER ASSOCIATION | M4 - Project in Service |  | Add new bay and breaker at Missionary 230 kV substation. Add new Reactor Bank (Single Stage 50 MVAR) at Missionary 230 kV substation. |  |  |  |  | MTEP In Service Projects106330.xlsx | 18180 | Other | Local Reliability | South | 44175
Kenowa 345kV Reactor 33F Replacement | MTEP in-service GETS / voltage support |  | 44175 | KENOWA |  | METC | M4 - Project in Service |  | Replace Kenowa 345kV Shunt Reactor #33F with a new reactor. |  |  |  |  | MTEP In Service Projects106330.xlsx | 18245 | Other | Age and Condition | East | 44175
Black Hawk 345 kV Capacitor | MTEP in-service GETS / voltage support |  | 44175 | BLACK HAWK | CAPACITOR | MIDAMERICAN ENERGY CO. | M4 - Project in Service |  | Add 345 kV, 150 MVAR capacitor bank at Black Hawk 345 kV. |  |  |  |  | MTEP In Service Projects106330.xlsx | 18181 | GIP |  | West | 44175
Relocate Kampsville Capacitor Bank to Pearl | MTEP in-service GETS / voltage support |  | 44175 | KAMPSVILLE | CAPACITOR | PRAIRIE POWER, INC. | M4 - Project in Service |  | Move 2.4 MVAR capacitor bank from Kampsville to Pearl Substation |  |  |  |  | MTEP In Service Projects106330.xlsx | 18115 | Other | Local Reliability | Central | 44175
River Rouge 120 kV Capacitor | MTEP in-service GETS / voltage support |  | 44175 | RIVER ROUGE | RIVER | ITC | M4 - Project in Service |  | Install a three 18 MVAR capacitors at River Rouge 120 kV station. |  |  |  |  | MTEP In Service Projects106330.xlsx | 16024 | BRP |  | East | 44175
New Taintor 69 kV capacitor banks (x2 20 Mvar) | MTEP in-service GETS / voltage support |  | 44175 | CAPACITOR | BANKS | CITY WATER LIGHT & POWER | M4 - Project in Service |  | Add two (2) 20 MVAR capacitor banks at Taintor Substation |  |  |  |  | MTEP In Service Projects106330.xlsx | 18172 | Other | Local Reliability | Central | 44175
McLeod Cap Bank Addition | MTEP in-service GETS / voltage support |  | 44175 | AUGUST | SWITCH | MISSOURI RIVER ENERGY SERVICES - TRANSMISSION | M4 - Project in Service |  | The August 2016 West DPP cycle identified a network upgrade at the McLeod 230 kV bus. The project involves adding a switchable 50 MVAR capacitor bank to mitigate low voltages. |  |  |  |  | MTEP In Service Projects106330.xlsx | 18906 | GIP |  | West | 44175
New LaSalle Area 138 kV Statcom (100 MVAR) | MTEP in-service GETS / voltage support |  | 44175 | LA SALLE |  | AMEREN ILLINOIS | M4 - Project in Service |  | Install a 100 MVAR Statcom. |  |  |  |  | MTEP In Service Projects106330.xlsx | 18249 | BRP |  | Central | 44175
New Palomino 69 kV capacitor banks | MTEP in-service GETS / voltage support |  | 44175 | CAPACITOR | BANKS | CITY WATER LIGHT & POWER | M4 - Project in Service |  | New capacitor banks (x2 @ 20 Mvar) to the Palomino substation. In adding two capacitor banks to the Palomino substation, we will also be retiring the existing cap bank at Palomino. |  |  |  |  | MTEP In Service Projects106330.xlsx | 18134 | BRP |  | Central | 44175
New Robinson 138 kV Statcom (70 Mvar) | MTEP in-service GETS / voltage support |  | 44175 | ROBINSON | ROBINS | AMEREN ILLINOIS | M4 - Project in Service |  | Install an 70 Mvar Statcom.a new substation just south of Robinson Marathon. Re locate the Robinson – Newton 138 kV line and the Robinson – Lawrenceville 138 kV line in and out of the new substation. |  |  |  |  | MTEP In Service Projects106330.xlsx | 18250 | BRP |  | Central | 44175
Reid and Reid EHV Capacitor Re-Size | MTEP in-service GETS / voltage support |  | 44175 | CAPACITOR |  | BIG RIVERS ELECTRIC CORPORATION | M4 - Project in Service |  | Re-size two existing capacitors by replacing the cans with larger cans. |  |  |  |  | MTEP In Service Projects106330.xlsx | 18071 | Other | Local Reliability | Central | 44175
New West Frankfort East & Norris City 345 kV reactors | MTEP in-service GETS / voltage support |  | 44175 | WEST FRANKFORT EAST | WEST FRANKFORT | AMEREN ILLINOIS | M4 - Project in Service |  | Reconfigure West Frankfort East to BAAH and install 345 kV, 50 Mvar shunt reactor. Install 50 MVAR reactor at Norris City N. |  |  |  |  | MTEP In Service Projects106330.xlsx | 12176 | BRP |  | Central | 44175
New Winchester 138 kV Shunt Reactor | MTEP in-service GETS / voltage support |  | 44175 | WINCHESTER | CHESTER | PRAIRIE POWER, INC. | M4 - Project in Service |  | Winchester 138 kV substation - Addition of 40 Mvar reactor - BRP |  |  |  |  | MTEP In Service Projects106330.xlsx | 18154 | BRP |  | Central | 44175
Raun: Retire 13 kV Reactors | MTEP in-service GETS / voltage support |  | 44175 | STATION A | PLACER | MIDAMERICAN ENERGY CO. | M4 - Project in Service |  | Retire the three 13.8 kV reactors at Raun substation and replace relaying and switching device on Raun 345 kV reactor |  |  |  |  | MTEP In Service Projects106330.xlsx | 18128 | Other | Local Reliability | West | 44175
Erie Jct to Frazee Project | MTEP in-service GETS / voltage support |  | 43811 | HUBBARD | STATION T | GREAT RIVER ENERGY | M4 - Project in Service |  | A new Erie Jct. 230/115 kV Substation will tap the Audubon to Hubbard 230 kV line about 16 miles east of Audubon. The Erie Jct. Substation will be in a ring bus configuration. There will be a new 115 kV line about 9 miles long from the Erie Jct. Substation to the existing Frazee Substation. The Frazee Substation will be rebuilt into a ring bus configuration and a 30 MVAR capacitor bank will also be added. |  |  |  |  | MTEP In Service Projects106330.xlsx | 15344 | BRP |  | West | 43811
Dayton Series Capacitor Bank: Operate Normally Open | MTEP in-service GETS / voltage support |  | 43811 | DAYTON | CAPACITOR | ENTERGY SERVICES, LLC. | M4 - Project in Service |  | Operate the Dayton series capacitor bank normally open. Some station and relay work is required to accomplish this. |  |  |  |  | MTEP In Service Projects106330.xlsx | 15647 | Other | Local Reliability | South | 43811
Northeast 120 kV - Upgrade KD Reactor | MTEP in-service GETS / voltage support |  | 43811 | NORTHEAST |  | ITC | M4 - Project in Service |  | Upgrade the Northeast 120 kV reactor at position “KD”. |  |  |  |  | MTEP In Service Projects106330.xlsx | 16009 | BRP |  | East | 43811
Sub 17: New 161 kV Capacitors | MTEP in-service GETS / voltage support |  | 43811 | CAPACITOR |  | MIDAMERICAN ENERGY CO. | M4 - Project in Service |  | Install two new 161 kV 25 MVAr capacitor banks at Sub 17. |  |  |  |  | MTEP In Service Projects106330.xlsx | 15678 | BRP |  | West | 43811
Trenton Channel 120 kV Capacitor | MTEP in-service GETS / voltage support |  | 43811 | TRENTON CHANNEL | TRENTON | ITC | M4 - Project in Service |  | Install a three 18 MVAR capacitors at Trenton Channel 120 kV station. |  |  |  |  | MTEP In Service Projects106330.xlsx | 16025 | BRP |  | East | 43811
Riverview 120 kV Capacitor | MTEP in-service GETS / voltage support |  | 43811 | RIVERVIEW | RIVER | ITC | M4 - Project in Service |  | Install a three 18 MVAR capacitors at Riverview 120 kV station. |  |  |  |  | MTEP In Service Projects106330.xlsx | 16027 | BRP |  | East | 43811
Arrowhead Reliability Upgrades | MTEP in-service GETS / voltage support |  | 43811 | ARROWHEAD |  | GREAT RIVER ENERGY | M4 - Project in Service |  | Add motor operators to existing disconnect switches at Schroeder SS2558, Lutsen SS2877 and Taconite Harbor 42NS2. Add reactive support to the Arrowhead 69 kV system (switchable reactors or STATCOM). |  |  |  |  | MTEP In Service Projects106330.xlsx | 15775 | Other | Local Reliability | West | 43811
Ironton 120 kV Capacitor | MTEP in-service GETS / voltage support |  | 43811 | CAPACITOR |  | ITC | M4 - Project in Service |  | Install a three 18 MVAR capacitors at Ironton 120 kV station. |  |  |  |  | MTEP In Service Projects106330.xlsx | 16026 | BRP |  | East | 43811
Manuel Reactor | MTEP in-service GETS / voltage support |  | 43811 | STATION I |  | CLECO POWER LLC | M4 - Project in Service |  | Add a 9 ohm reactor at Manuel substation in series with the Coughlin to Manuel 138 kV line. Install a by-pass breaker to allow for the Reactor to be by-passed under certain operational conditions. |  |  |  |  | MTEP In Service Projects106330.xlsx | 15918 | BRP |  | South | 43811
Centreville 115 kV: Install Cap Bank | MTEP in-service GETS / voltage support |  | 43811 | CAPACITOR | STATION B | ENTERGY SERVICES, LLC. | M4 - Project in Service |  | Install 10.8 MVAR capacitor bank at Centreville 115 kV substation. |  |  |  |  | MTEP In Service Projects106330.xlsx | 15729 | BRP |  | South | 43811
New Dillon 138 kV substation ring bus | MTEP in-service GETS / voltage support |  | 43811 | DILLON |  | AMEREN MISSOURI | M4 - Project in Service |  | Install initial 5 position ring bus near the west tap to Alfermann Substation. Split the Clark-Osage-2 line and route in and out of the ring bus. Split the Rivermines-Maries-1 138 kV line and terminate the western section (from Maries) into the ring bus and connect the eastern section to a 28 MVAR capacitor bank to be located at Dillon. Disconnect the line to Alfermann (to be acquired by ATXI) from CLK-O-2 and terminate into the ring bus. Provide one position on the ring bus for AECI supply to Macedonia. Install minimum 2000 A, 138 kV bus tie breaker (to be owned by ATXI) at Rolla Municipal Utilities' Alfermann Substation. |  |  |  |  | MTEP In Service Projects106330.xlsx | 14884 | Other | Local Reliability | Central | 43811
Twin Town Substation | MTEP in-service GETS / voltage support |  | 43811 | STATION J | SECTION | NORTHERN STATES POWER COMPANY | M4 - Project in Service |  | Joint Project with DPC to construct a new 69kV line from around structure 240 on line W3429 to the new Twin Town substation, retiring the section north from structure 240 to the DPC Barron to Apple River line and installing a 10 MVAR capacitor bank at Turtle Lake substation. A double circuit line will be built going north from Twin Town to the new Almena DPC substation. One line will connect to the NSP substation Twin Town. The second line will be owned by DPC and connected to the circuit going south to the DPC Clayton substation. |  |  |  |  | MTEP In Service Projects106330.xlsx | 15724 | Other | Local Reliability | West | 43811
Warrick North Cap Banks | MTEP in-service GETS / voltage support |  | 43811 | WARRICK | BANKS | Southern Indiana Gas & Electric Company d/b/a Centerpoint Energy Indiana South | M4 - Project in Service |  | Install two new 138 kV Capacitor banks (20 MVAR each) at the Warrick North station for post-contingent voltage support |  |  |  |  | MTEP In Service Projects106330.xlsx | 15943 | BRP |  | Central | 43811
Sellers Leblanc Project (SLP) | MTEP in-service GETS / voltage support |  | 43811 | SELLE | LE BLANC | ENTERGY SERVICES, LLC. | M4 - Project in Service |  | o Construct the new Sellers Road to Conrad 230 kV line (operate at 138 kV). Approximately 19.2 miles based on preliminary routing. o Reroute the existing Gecko to Cecelia 69 kV line (to facilitate the 230 kV line construction). o Add a 138 kV line breaker, switches, bus, etc at the Conrad Substation. o Add a 138 kV series reactor at the Cecelia 138 kV Substation on the line to Bonin. |  |  |  |  | MTEP In Service Projects106330.xlsx | 17044 | BRP |  | South | 43811
Sub P: 69 kV Capacitor | MTEP in-service GETS / voltage support |  | 43440 | CAPACITOR |  | MIDAMERICAN ENERGY CO. | M4 - Project in Service |  | Add a new 69 kV capacitor bank at Sub P in Moline, Illinois. |  |  |  |  | MTEP In Service Projects106330.xlsx | 13840 | Other | Local Reliability | West | 43440
ITCM Columbus Junction 69kV 14MVAR Capacitor | MTEP in-service GETS / voltage support |  | 43440 | COLUMBUS | CAPACITOR | ITC MIDWEST | M4 - Project in Service |  | Install a 14MVAR capacitor with a synchronous breaker at the Columbus Junction 69kV substation. |  |  |  |  | MTEP In Service Projects106330.xlsx | 13891 | Other | Local Reliability | West | 43440
Orr Road Capacitor Decommission | MTEP in-service GETS / voltage support |  | 43440 | CAPACITOR | MISSION | METC | M4 - Project in Service |  | Decommission and remove 75 MVAR capacitor with adjacent breaker and switch at Orr Road 138 kV station. |  |  |  |  | MTEP In Service Projects106330.xlsx | 14244 | Other | Local Needs | East | 43440
Council Bluffs: Retire 13 kV Reactors | MTEP in-service GETS / voltage support |  | 43440 | BLUFF |  | MIDAMERICAN ENERGY CO. | M4 - Project in Service |  | Remove two 25 MVAr 13.8 kV tertiary reactors Council Bluffs from Council Bluffs 345-161-13 kV transformer WL9T1. |  |  |  |  | MTEP In Service Projects106330.xlsx | 13833 | Other | Local Needs | West | 43440
New Edwards 138 kV substation capacitor bank (120 Mvar) | MTEP in-service GETS / voltage support |  | 43440 | EDWARDS | CAPACITOR | AMEREN ILLINOIS | M4 - Project in Service |  | Install 120 Mvar 138 kV cap bank |  |  |  |  | MTEP In Service Projects106330.xlsx | 13677 | Other | Local Reliability | Central | 43440
Lee DVAR Decommission | MTEP in-service GETS / voltage support |  | 43440 | MISSION |  | ITC | M4 - Project in Service |  | Decommission and remove DVAR capacitor and all related equipment at Lee 120 kV position HJ |  |  |  |  | MTEP In Service Projects106330.xlsx | 14284 | Other | Local Needs | East | 43440
Falls Capacitor Bank | MTEP in-service GETS / voltage support |  | 43440 | FALLS | CAPACITOR | NORTHERN STATES POWER COMPANY | M4 - Project in Service |  | Install a 30 MVAR capacitor bank at Falls substation. |  |  |  |  | MTEP In Service Projects106330.xlsx | 14046 | BRP |  | West | 43440
New Naples 69 kV Capacitor Bank | MTEP in-service GETS / voltage support |  | 43440 | NAPLES | CAPACITOR | PRAIRIE POWER, INC. | M4 - Project in Service |  | Add 4.8 MVAR capacitor bank at Naples 69 kV breaker station. |  |  |  |  | MTEP In Service Projects106330.xlsx | 13964 | Other | Load Growth | Central | 43440
New Albion South 138 kV substation capacitor bank (40 Mvar) | MTEP in-service GETS / voltage support |  | 43440 | ALBION | CAPACITOR | AMEREN ILLINOIS | M4 - Project in Service |  | Install 138 kV capacitor bank on the North Bus at Albion South. |  |  |  |  | MTEP In Service Projects106330.xlsx | 13691 | BRP |  | Central | 43440
Lincoln County Capacitor Bank | MTEP in-service GETS / voltage support |  | 43440 | LINCOLN | CAPACITOR | NORTHERN STATES POWER COMPANY | M4 - Project in Service |  | Install a 30 MVAR capacitor bank at Lincoln County substation. |  |  |  |  | MTEP In Service Projects106330.xlsx | 14047 | BRP |  | West | 43440
New ADM North 138 kV Capacitor Bank | MTEP in-service GETS / voltage support |  | 43440 | CAPACITOR |  | AMEREN ILLINOIS | M4 - Project in Service |  | Upgrade the existing 50 Mvar 138 kV capacitor bank in the ADM North Substation to a 120 Mvar capacitor bank. Remove the existing 14.4 Mvar and 18.0 Mvar capacitor banks presently installed in the Faries Parkway Substation on the 34.5 kV bus. |  |  |  |  | MTEP In Service Projects106330.xlsx | 13550 | Other | Local Reliability | Central | 43440
ITCM Osage Junction 69kV 7MVAR Capacitor | MTEP in-service GETS / voltage support |  | 43440 | OSAGE | CAPACITOR | ITC MIDWEST | M4 - Project in Service |  | Install a 7MVAR capacitor with a synchronous breaker at the Osage Junction substation. |  |  |  |  | MTEP In Service Projects106330.xlsx | 13893 | Other | Local Reliability | West | 43440
Cranberry SS, New 115 kV Inductor Bank | MTEP in-service GETS / voltage support |  | 43440 | CRANBERRY | BERRY | AMERICAN TRANSMISSION COMPANY | M4 - Project in Service |  | This project consists of removing the existing 115 kV, 14.4 MVAR capacitor bank at the Cranberry substation and installing a new 115 kV, 10.4 MVAR oil-filled inductor bank to the vacated bay position. |  |  |  |  | MTEP In Service Projects106330.xlsx | 14184 | Other | Local Reliability | West | 43440
El Dorado Donan 115kV: Add 1-30MVAR Capacitor Bank | MTEP in-service GETS / voltage support |  | 43076 | EL DORADO | CAPACITOR | ENTERGY SERVICES, LLC. | M4 - Project in Service |  | Add one 30 MVAR capacitor bank at El Dorado Donan 115 kV substation |  |  |  |  | MTEP In Service Projects106330.xlsx | 9699 | BRP |  | South | 43076
New Mississippi 138 kV substation capacitor bank (120 Mvar) | MTEP in-service GETS / voltage support |  | 43076 | CAPACITOR |  | AMEREN ILLINOIS | M4 - Project in Service |  | Install a 120 Mvar, 138 kV capacitor bank |  |  |  |  | MTEP In Service Projects106330.xlsx | 12170 | BRP |  | Central | 43076
LSPI 10K Breaker Addition | MTEP in-service GETS / voltage support |  | 43076 | CAPACITOR |  | MINNESOTA POWER INC. | M4 - Project in Service |  | Add circuit breaker to existing LSPI 10K capacitor bank |  |  |  |  | MTEP In Service Projects106330.xlsx | 11934 | BRP |  | West | 43076
North Shore Switching Station & Cap Banks | MTEP in-service GETS / voltage support |  | 43076 | NORTH SHORE | SWITCH | MINNESOTA POWER INC. | M4 - Project in Service |  | The North Shore Switching Station involves the development of a 6 position ring bus in the Silver Bay – Taconite Harbor 115 kV Line approximately one mile northeast of the existing Silver Bay 115 kV Substation, as well as approximately one mile of double circuit 115 kV line from the new switching station along the existing transmission line corridor to the Silver Bay – Two Harbors 115 kV Line just outside the Silver Bay Substation. Two 20 MVAr switched capacitor banks and two 40 MVAr fast-switched capacitor banks will be established in the new switching station. |  |  |  |  | MTEP In Service Projects106330.xlsx | 11503 | BRP |  | West | 43076
Shenandoah 69 kV Capacitor | MTEP in-service GETS / voltage support |  | 43076 | SHENANDOAH | CAPACITOR | MIDAMERICAN ENERGY CO. | M4 - Project in Service |  | Install a 12 MVAR, 69 kV capacitor bank and associated equipment at the Shenandoah Substation. |  |  |  |  | MTEP In Service Projects106330.xlsx | 12065 | Other | Local Reliability | West | 43076
Babbitt Capacitor Bank | MTEP in-service GETS / voltage support |  | 43076 | CAPACITOR |  | MINNESOTA POWER INC. | M4 - Project in Service |  | Add 1x12 MVAr capacitor bank at existing Babbitt 115 kV Substation |  |  |  |  | MTEP In Service Projects106330.xlsx | 11930 | BRP |  | West | 43076
ETCO Capacitor Bank | MTEP in-service GETS / voltage support |  | 43076 | CAPACITOR |  | MINNESOTA POWER INC. | M4 - Project in Service |  | Add 20 MVAr capacitor bank at existing ETCO Substation |  |  |  |  | MTEP In Service Projects106330.xlsx | 11931 | BRP |  | West | 43076
Donaldson 115 kV - Add Capacitor Banks | MTEP in-service GETS / voltage support |  | 43076 | CAPACITOR | BANKS | OTTER TAIL POWER COMPANY | M4 - Project in Service |  | Add one 15 MVAR cap bank to the Donaldson 115 kV substation to improve reliability of area loads. *MTEP17 Description* Add two 15 MVAR cap banks to the Donaldson 115 kV substation to improve reliability of area loads. |  |  |  |  | MTEP In Service Projects106330.xlsx | 13043 | Other | Local Reliability | West | 43076
Russellville East 161kV: Add series reactor | MTEP in-service GETS / voltage support |  | 43076 | RUSSELLVILLE EAST | RUSSELLVILLE | ENTERGY SERVICES, LLC. | M4 - Project in Service |  | Add a 10 Ohm series reactor at Russellville East 161 kV station. |  |  |  |  | MTEP In Service Projects106330.xlsx | 12041 | BRP |  | South | 43076
North Shore STATCOM | MTEP in-service GETS / voltage support |  | 43076 | NORTH SHORE |  | MINNESOTA POWER INC. | M4 - Project in Service |  | Install +/-75 MVAR STATCOM system at planned North Shore Switching Station |  |  |  |  | MTEP In Service Projects106330.xlsx | 12644 | BRP |  | West | 43076
New Roodhouse 69/12.47 kV distribution substation | MTEP in-service GETS / voltage support |  | 43076 | STATION I | SECTION | PRAIRIE POWER, INC. | M4 - Project in Service |  | New Roodhouse 69/12.47 kV distribution substation, includes the following... 1) New Roodhouse 69/12.47 kV substation with a 7.5 MVA transformer 2) New Breaker to sectionalize the 57 mi Winchester-Pearl 69 kV into a 15 mi Winchester-Roodhouse segment and 42 mi Roodhouse-Pearl segment. 3) New 0.1 mi Tap on 69 kV MRV-GFD Jct. to Greenfield tap line 4) New 4800 kVAR capacitor bank |  |  |  |  | MTEP In Service Projects106330.xlsx | 12843 | Other | Local Reliability | Central | 43076
X-53 Series Reactor - Paddock SS | MTEP in-service GETS / voltage support |  | 43076 | PADDOCK |  | AMERICAN TRANSMISSION COMPANY | M4 - Project in Service |  | Install a 4.98 Ohm series Reactor in line X-53 at the Paddock SS. |  |  |  |  | MTEP In Service Projects106330.xlsx | 13004 | BRP |  | West | 43076
Sub J Iowa City Reduce Capactor Bank Size | MTEP in-service GETS / voltage support |  | 42712 | BANKS |  | MIDAMERICAN ENERGY CO. | M4 - Project in Service |  | Reduce the size of the existing 161 kV capacitor bank at Sub J Iowa City, from 50.4 MVAR to 37.8 MVAR. The capacitor bank relaying will also be replaced at this time. |  |  |  |  | MTEP In Service Projects106330.xlsx | 10803 | BRP |  | West | 42712
76th AVE SW Substation | MTEP in-service GETS / voltage support |  | 42712 | STATION I | TERMINAL | ITC MIDWEST | M4 - Project in Service |  | ITC will need to construct a new four (4) terminal, four (4) breaker 69 kV substation southeast of the city of Cedar Rapids, Iowa in order to eliminate the coordination and system protection issues. The existing PCI – Tharp 69 kV transmission line will need to be tapped and re-routed into the new substation. The existing Prairie Creek Ckt. 0210 will need to be re-routed and terminated into the new substation when the area is converted as well. A 13.2 MVAR capacity bank will be installed at the new substation to provide voltage support for the area. |  |  |  |  | MTEP In Service Projects106330.xlsx | 9672 | Other | Age and Condition | West | 42712
Lonoke East 115kV: 20.5MVAR Capacitor Bank | MTEP in-service GETS / voltage support |  | 42712 | CAPACITOR |  | ENTERGY SERVICES, LLC. | M4 - Project in Service |  | Install new 20.5 MVAR Capacitor bank on Lonoke East 115 kV. |  |  |  |  | MTEP In Service Projects106330.xlsx | 9691 | BRP |  | South | 42712
Greenville North Install 2nd Capacitor | MTEP in-service GETS / voltage support |  | 42712 | GREENVILLE | GREEN | ENTERGY SERVICES, LLC. | M4 - Project in Service |  | Install 2nd 20.5 MVAR capacitor bank at Greenville North 115 kV. |  |  |  |  | MTEP In Service Projects106330.xlsx | 9833 | BRP |  | South | 42712
McAdams Upgrade Autotransformers | MTEP in-service GETS / voltage support |  | 42712 | MCADAMS | ADAMS | ENTERGY SERVICES, LLC. | M4 - Project in Service |  | Remove and replace the both a banks of autotransformers with new autotransformers with a minimum rating of at least 750 MVA per bank. Replace the existing spare single phase auto and re-configure the bus so that is usable for either bank. Add 1 – 35 MVAR reactor to autotransformer bank # 2, so there are 4 reactors for each autotransformer bank. |  |  |  |  | MTEP In Service Projects106330.xlsx | 11783 | BRP |  | South | 42712
Mount Ayr 69 kV Substation Rebuild | MTEP in-service GETS / voltage support |  | 42712 | SPACE | CAPACITOR | ITC MIDWEST | M4 - Project in Service |  | Complete rebuild of the substation with all new equipment was proposed. Due to space limitations at the existing site, a new Kneedler (Mt. Ayr) 69kV breaker station will be constructed just north of the Mt. Ayr site. The existing 8.1MVAr cap will be replaced with a 3-stage 8.4MVAr (25.2MVAr total) capacitor bank at the Kneedler sub site. |  |  |  |  | MTEP In Service Projects106330.xlsx | 9901 | Other | Age and Condition | West | 42712
Nesser 69 kV: New Cap Bank | MTEP in-service GETS / voltage support |  | 42712 | CAPACITOR | STATION B | ENTERGY SERVICES, LLC. | M4 - Project in Service |  | Add a capacitor bank to the Nesser 69 kV substation. |  |  |  |  | MTEP In Service Projects106330.xlsx | 9795 | BRP |  | South | 42712
North Norco 115 kV: Add Cap Bank | MTEP in-service GETS / voltage support |  | 42712 | NORCO |  | ENTERGY SERVICES, LLC. | M4 - Project in Service |  | Add a capacitor bank to the North Norco substation. |  |  |  |  | MTEP In Service Projects106330.xlsx | 9801 | BRP |  | South | 42712
Pleasant Hill: Add tertiary reactors | MTEP in-service GETS / voltage support |  | 42712 | PLEASANT HILL | PLEASANT | ENTERGY SERVICES, LLC. | M4 - Project in Service |  | Add three 30 MVAR reactors on the tertiary windings of the 500/161/13.8 kV transformer at the Pleasant Hill EHV substation to maintain the voltages within the limits defined in the Entergy Local Planning Criteria. |  |  |  |  | MTEP In Service Projects106330.xlsx | 9693 | BRP |  | South | 42712
Port Barre 69 kV: Install Cap Bank | MTEP in-service GETS / voltage support |  | 42712 | BARRE |  | ENTERGY SERVICES, LLC. | M4 - Project in Service |  | Install a capacitor bank at the Port Barre substation. |  |  |  |  | MTEP In Service Projects106330.xlsx | 9788 | BRP |  | South | 42712
Black Hawk: Install 2-69 kV Cap Banks | MTEP in-service GETS / voltage support |  | 42712 | BLACK HAWK | HAWKINS | MIDAMERICAN ENERGY CO. | M4 - Project in Service |  | Add two 69 kV, 15 MVAR capacitor banks at Black Hawk Substation. |  |  |  |  | MTEP In Service Projects106330.xlsx | 11103 | GIP |  | West | 42712
Teakwood 34.5 kV Reactors | MTEP in-service GETS / voltage support |  | 42712 | WOODS |  | MIDAMERICAN ENERGY CO. | M4 - Project in Service |  | Add two 10 MVAr 34.5 kV reactors at Teakwood Substation. |  |  |  |  | MTEP In Service Projects106330.xlsx | 9980 | Other | Local Reliability | West | 42712
Laskin-Tac Harbor Voltage Conversion | MTEP in-service GETS / voltage support |  | 42712 | HARBOR |  | MINNESOTA POWER INC. | M4 - Project in Service |  | Convert Laskin - Tac Harbor 138 kV system to 115 kV and add 2x20 MVar capacitor Banks at Hoyt Lakes |  |  |  |  | MTEP In Service Projects106330.xlsx | 10383 | Other | Age and Condition | West | 42712
Amber Creamery 69 kV Capacitor | MTEP in-service GETS / voltage support |  | 42712 | AMBER | CAPACITOR | ITC MIDWEST | M4 - Project in Service |  | Add a 69 kV cap bank at the Amber Creamery substation. |  |  |  |  | MTEP In Service Projects106330.xlsx | 9671 | Other | Local Reliability | West | 42712
Kolbs 230 kV - Add capacitor bank | MTEP in-service GETS / voltage support |  | 42712 | KOLBS | CAPACITOR | ENTERGY SERVICES, LLC. | M4 - Project in Service |  | Kolbs Substation: Add two 86.4 MVAR 230 kV capacitor banks |  |  |  |  | MTEP In Service Projects106330.xlsx | 4620 | BRP |  | South | 42712
Southwest Substation SVC Addition | MTEP in-service GETS / voltage support |  | 42348 | SOUTH WEST SUBSTATION | SOUTHWEST | INDIANAPOLIS POWER & LIGHT COMPANY | M4 - Project in Service |  | New +300/-100 MVAR static VAR compensator and 138 kV breaker |  |  |  |  | MTEP In Service Projects106330.xlsx | 7886 | Other | Local Reliability | Central | 42348
Southport Substation Capacitor Bank Addition | MTEP in-service GETS / voltage support |  | 42348 | SOUTHPORT | CAPACITOR | INDIANAPOLIS POWER & LIGHT COMPANY | M4 - Project in Service |  | New 100 MVAR capacitor bank and 138 kV breaker |  |  |  |  | MTEP In Service Projects106330.xlsx | 7702 | Other | Local Reliability | Central | 42348
Oakridge 138 kV Substation: Add Capacitor Bank | MTEP in-service GETS / voltage support |  | 42348 | OAK RIDGE | RIDGE | ENTERGY SERVICES, LLC. | M4 - Project in Service |  | Add a 138 kV, 25.1 MVAR capacitor bank to the 138 kV bus. |  |  |  |  | MTEP In Service Projects106330.xlsx | 8583 | BRP |  | South | 42348
ITCM NRUC/ERUC Replacement Program | MTEP in-service GETS / voltage support |  | 42348 | NANCE | CAPACITOR | ITC MIDWEST | M4 - Project in Service |  | The need for replacing miscellaneous aged, broken, or failed equipment in the field ? primarily in substations. Equipment replacements identified from maintenance inspections, such as batteries, field capacitors, control building HVAC units, transformer t |  |  |  |  | MTEP In Service Projects106330.xlsx | 8051 | Other | Age and Condition | West | 42348
Campbell Breaker Replacement | MTEP in-service GETS / voltage support |  | 42348 | CAMPBELL |  | AMEREN MISSOURI | M4 - Project in Service |  | Replace 138 kV, 3000 A, 40 kA capacitor bank breaker at position H8 with a 1200 A minimum breaker capable of interrupting 50 kA (63 kA preferred). |  |  |  |  | MTEP In Service Projects106330.xlsx | 7865 | Other | Local Reliability | Central | 42348
ITCM Radio 13.2MVAR 69kV Cap | MTEP in-service GETS / voltage support |  | 42348 | CAPACITOR | MARION | ITC MIDWEST | M4 - Project in Service |  | Adding a 13.2 MVAR 69 kV capacitor bank at NE Marion (Radio) is part of the plan to add a total of 170 MVAR in the Cedar Rapids area. |  |  |  |  | MTEP In Service Projects106330.xlsx | 8086 | Other | Local Reliability | West | 42348
Hopkins Cap Bank Switcher Replacement | MTEP in-service GETS / voltage support |  | 42348 | HOPKINS | BANKS | CLECO POWER LLC | M4 - Project in Service |  | Replace Motor Operated Switcher on Hopkins Capacitor Bank #1 and #2 with a Capacitor Bank Switcher. |  |  |  |  | MTEP In Service Projects106330.xlsx | 9041 | Other | Local Reliability | South | 42348
ITCM Elk 69kV Cap Upgrade | MTEP in-service GETS / voltage support |  | 42348 | STATION A | CAPACITOR | ITC MIDWEST | M4 - Project in Service |  | Elk substation - add capacitors to the existing 69 kV capacitor bank to increase its rating from 5.1 to 10.2 MVAR. |  |  |  |  | MTEP In Service Projects106330.xlsx | 8098 | Other | Local Reliability | West | 42348
Hitt Substation | MTEP in-service GETS / voltage support |  | 42348 | STATION I | STATION F | AMEREN MISSOURI | M4 - Project in Service |  | Install 161 kV breaker and extend 161 kV line 0.2 miles to supply Hitt 161-34.5 kV Substation from Heritage Substation. Relocate 40 Mvar, 161 kV capacitor bank from Wedekind to Heritage Substation. Install 2-161 kV bus-tie breakers at Heritage, 3-161 kV breakers at Wedekind, and 1-161 kV breaker at Cape. |  |  |  |  | MTEP In Service Projects106330.xlsx | 8840 | Other | Local Reliability | Central | 42348
ITCM Fairfax 42MVAR 161kV Cap | MTEP in-service GETS / voltage support |  | 42348 | FAIRFAX |  | ITC MIDWEST | M4 - Project in Service |  | Adding a 42 MVAR 161 kV capacitor bank at Fairfax is part of the plan to add a total of 170 MVAR in the Cedar Rapids area. |  |  |  |  | MTEP In Service Projects106330.xlsx | 8074 | BRP |  | West | 42348
ITCM Hiawatha 42MVAR 161kV Cap | MTEP in-service GETS / voltage support |  | 42348 | HIAWATHA |  | ITC MIDWEST | M4 - Project in Service |  | Adding a 42 MVAR 161 kV capacitor bank at Hiawatha is part of the plan to add a total of 170 MVAR in the Cedar Rapids area. |  |  |  |  | MTEP In Service Projects106330.xlsx | 8088 | BRP |  | West | 42348
Forest 138 kV Substation: Add Capacitor Bank | MTEP in-service GETS / voltage support |  | 42348 | FOREST | STATION A | ENTERGY SERVICES, LLC. | M4 - Project in Service |  | Add a 138 kV, 25.1 MVAR capacitor bank to the 138 kV bus. |  |  |  |  | MTEP In Service Projects106330.xlsx | 8584 | BRP |  | South | 42348
Poplar Lake Reactor | MTEP in-service GETS / voltage support |  | 42348 | POPLAR |  | NORTHERN STATES POWER COMPANY | M4 - Project in Service |  | Install a 20 MVAR 161 kV reactor at DPC's Poplar Lake substation |  |  |  |  | MTEP In Service Projects106330.xlsx | 8097 | Other | Local Reliability | West | 42348
Lake Bavaria Substation | MTEP in-service GETS / voltage support |  | 42348 | STATION B | SOUTHWEST | NORTHERN STATES POWER COMPANY | M4 - Project in Service |  | Build a new 115/34.5 kV distribution substation southwest of the Twin Cities. This will tap the existing radial GRE line going to the GRE-Victoria substation. Additionally, also install a 40 MVAR capacitor bank for voltage support. |  |  |  |  | MTEP In Service Projects106330.xlsx | 8075 | Other | Local Reliability | West | 42348
Krotz Springs - New Cap Bank | MTEP in-service GETS / voltage support |  | 42348 | CAPACITOR | STATION B | ENTERGY SERVICES, LLC. | M4 - Project in Service |  | Add a 37.7 MVAR Capacitor Bank at LAGEN owned Krotz Spring 138 kV substation |  |  |  |  | MTEP In Service Projects106330.xlsx | 4609 | BRP |  | South | 42348
Gillis 230 kV Substation: Add 61 MVAR capacitor bank | MTEP in-service GETS / voltage support |  | 42348 | GILLIS | STATION A | ENTERGY SERVICES, LLC. | M4 - Project in Service |  | Install 230 kV 60 MVar Cap bank at Gillis substation . |  |  |  |  | MTEP In Service Projects106330.xlsx | 7917 | BRP |  | South | 42348
Vincent 230 kV Substation: Add 61 MVAR capacitor bank | MTEP in-service GETS / voltage support |  | 42348 | VINCENT | STATION A | ENTERGY SERVICES, LLC. | M4 - Project in Service |  | Install 230 kV 61 MVAR cap bank at Vincent 230 kV substation |  |  |  |  | MTEP In Service Projects106330.xlsx | 7919 | BRP |  | South | 42348
Bayou Vista Cap Bank Switcher Replacement | MTEP in-service GETS / voltage support |  | 42348 | BAYOU VISTA | VISTA | CLECO POWER LLC | M4 - Project in Service |  | Replace MOS with a Capacitor Bank Switcher. |  |  |  |  | MTEP In Service Projects106330.xlsx | 9040 | Other | Local Reliability | South | 42348
Alden 138 kV Substation: Add 200 MVAR SVC | MTEP in-service GETS / voltage support |  | 42348 | ALDEN | STATION A | ENTERGY SERVICES, LLC. | M4 - Project in Service |  | Add a +200/-100 MVar SVC at the existing Alden 138 kV substation. |  |  |  |  | MTEP In Service Projects106330.xlsx | 8582 | BRP |  | South | 42348
Dellwood Line Breaker 69 kV | MTEP in-service GETS / voltage support |  | 42348 | CAPACITOR | MOBIL | AMERICAN TRANSMISSION COMPANY | M4 - Project in Service |  | Install capacitor bank at Dellwood 69 kV and remove mobile capacitor bank at McKenna. |  |  |  |  | MTEP In Service Projects106330.xlsx | 7741 | Other | Local Reliability | West | 42348
Montello 69 kV breaker additions | MTEP in-service GETS / voltage support |  | 42348 | MONTELLO |  | AMERICAN TRANSMISSION COMPANY | M4 - Project in Service |  | Add line breakers to Y-17 at Montello 69 kV. Add 8 Mvar capacitor at Montello 69 kV and remove mobile capacitor at Lakehead Portage. |  |  |  |  | MTEP In Service Projects106330.xlsx | 7601 | Other | Local Reliability | West | 42348
Kenowa Reactor 28R Replacement | MTEP in-service GETS / voltage support |  | 42348 | KENOWA |  | METC | M4 - Project in Service |  | Replace the reactor with a new standard 345kV, 100 MVAR and upgrade relaying. |  |  |  |  | MTEP In Service Projects106330.xlsx | 8126 | Other | Age and Condition | East | 42348
T-Corners Cap Bank Conversion | MTEP in-service GETS / voltage support |  | 42348 | T CORNERS | CORNERS | NORTHERN STATES POWER COMPANY | M4 - Project in Service |  | In conjunction with converting the existing T-Corners substation into a new 2 row breaker-and-a-half configuration, this project will remove 1x 20 MVAR capacitor bank and convert 2 of the existing cap banks from 30 MVARS to 20 MVARS |  |  |  |  | MTEP In Service Projects106330.xlsx | 8034 | Other | Local Reliability | West | 42348
Coldwater 3 x 18 MVAR 138 kV Capacitor | MTEP in-service GETS / voltage support |  | 42348 | COLDWATER | WATER | METC | M4 - Project in Service |  | Install a 3 x 18 MVAR capacitor and necessary substation equipment at the 138 kV Coldwater Substation. |  |  |  |  | MTEP In Service Projects106330.xlsx | 8080 | BRP |  | East | 42348
Hastings 69 kV Capacitor Reduction | MTEP in-service GETS / voltage support |  | 42348 | HASTINGS | CAPACITOR | MIDAMERICAN ENERGY CO. | M4 - Project in Service |  | Reduce the reactive capability of the 69 kV capacitor at Hastings Substation from 33.6 MVAR to 21.6 MVAR. |  |  |  |  | MTEP In Service Projects106330.xlsx | 9160 | Other | Local Reliability | West | 42348
Kampsville 69 kV capacitor bank | MTEP in-service GETS / voltage support |  | 41984 | KAMPSVILLE | CAPACITOR | PRAIRIE POWER, INC. | M4 - Project in Service |  | Add 2400 kVAR capacitor bank at Kampsville |  |  |  |  | MTEP In Service Projects106330.xlsx | 4432 | Other | Local Reliability | Central | 41984
Lincoln Highway Industrial Substation & 69kV Capacitor | MTEP in-service GETS / voltage support |  | 41984 | LINCOLN | HIGHWAY | ITC MIDWEST | M4 - Project in Service |  | Build a new Lincoln Highway Industrial substation with 69kV 20 MVAr capacitor banks to serve new load. |  |  |  |  | MTEP In Service Projects106330.xlsx | 4451 | Other | Local Reliability | West | 41984
Install Cartwright 69 kV capacitor bank | MTEP in-service GETS / voltage support |  | 41984 | CARTWRIGHT | WRIGHT | NORTHERN STATES POWER COMPANY | M4 - Project in Service |  | Installing a 8.5 Mvar capacitor bank at Cartwright |  |  |  |  | MTEP In Service Projects106330.xlsx | 4689 | Other | Local Reliability | West | 41984
Construct Harstad County Park 69 kV Sub | MTEP in-service GETS / voltage support |  | 41984 | STATION B | FALLS | NORTHERN STATES POWER COMPANY | M4 - Project in Service |  | Installing a new distribution substation between Falls Creek and DPC Bear Grass substations east of Eau Claire, WI. Also installing 7.2 Mvar capacitor bank |  |  |  |  | MTEP In Service Projects106330.xlsx | 4688 | Other | Local Reliability | West | 41984
Datto: Add 161 kV 24 MVAR Capacitor Bank | MTEP in-service GETS / voltage support |  | 41984 | DATTO | CAPACITOR | ENTERGY SERVICES, LLC. | M4 - Project in Service |  | Install a new 24 MVAR 161 kV mobile temporary capacitor bank at the Datto station. Also the tap position of the 161/115 kV autotransformer at Datto will be changed from 156.975 kV to 161 kV for better reactive support to the the 115 kV network. |  |  |  |  | MTEP In Service Projects106330.xlsx | 7761 | BRP |  | South | 41984
(2) 55 Mvar 345kV Reactors at Stein and Rapson | MTEP in-service GETS / voltage support |  | 41984 | RAPSON |  | ITC | M4 - Project in Service |  | Install two 55 MVAR 345kV shunt reactors at both Stein and Rapson. Change tap settings of Rapson transformers from tap 2 (neutral) to tap 1 (2.5% buck to the 120kV bus) |  |  |  |  | MTEP In Service Projects106330.xlsx | 7560 | BRP |  | East | 41984
Great Northern Transmission Line | MTEP in-service GETS / voltage support |  | 41984 | NORTHERN | MISSION | MINNESOTA POWER INC. | M4 - Project in Service |  | U.S. portion of new Dorsey - Iron Range 500 kV transmission line, including 500 kV line from border crossing to Iron Range, midpoint series compensation station, new Iron Range 500/230 kV yard adjacent to existing Blackberry 230/115 kV Substation, and interconnection to 230 kV system at Blackberry. |  |  |  |  | MTEP In Service Projects106330.xlsx | 3831 | TDSP |  | West | 41984
Rockville 69kV Capacitor | MTEP in-service GETS / voltage support |  | 41984 | ROCKVILLE | CAPACITOR | DUKE ENERGY INDIANA, LLC | M4 - Project in Service |  | Install a switched 7.2MVAR capacitor on the Rockville 69kV bus |  |  |  |  | MTEP In Service Projects106330.xlsx | 4409 | Other | Local Reliability | Central | 41984
Maurer Lake 161 kV Capacitor Bank | MTEP in-service GETS / voltage support |  | 41984 | MAURER LAKE | CAPACITOR | AMEREN MISSOURI | M4 - Project in Service |  | Install 30 Mvar, 161 kV capacitor bank and PCB. |  |  |  |  | MTEP In Service Projects106330.xlsx | 4064 | BRP |  | Central | 41984
Tuscola 120 kV Capacitor | MTEP in-service GETS / voltage support |  | 41984 | CAPACITOR |  | ITC | M4 - Project in Service |  | Install a 33.3 MVAR capacitor at the Tuscola 120 kV station |  |  |  |  | MTEP In Service Projects106330.xlsx | 4499 | BRP |  | East | 41984
Install Gravel Island 161 kV Capacitor Banks | MTEP in-service GETS / voltage support |  | 41984 | ISLAND | CAPACITOR | NORTHERN STATES POWER COMPANY | M4 - Project in Service |  | Install two steps of 30 Mvar capacitor banks at Gravel Island substation on the 161 kV bus |  |  |  |  | MTEP In Service Projects106330.xlsx | 4694 | BRP |  | West | 41984
Princeton 69kv Capacitor | MTEP in-service GETS / voltage support |  | 41984 | PRINCETON | PRINCE | DUKE ENERGY INDIANA, LLC | M4 - Project in Service |  | Install a switched 14.4MVAR capacitor on the 69kV bus at Princeton |  |  |  |  | MTEP In Service Projects106330.xlsx | 4416 | Other | Local Reliability | Central | 41984
AB Brown 345 kV Reactor | MTEP in-service GETS / voltage support |  | 41984 | BROWN (345 KV) | BROWN | Southern Indiana Gas & Electric Company d/b/a Centerpoint Energy Indiana South | M4 - Project in Service |  | Install a reactor in series with the AB Brown 345/138 kV transformer |  |  |  |  | MTEP In Service Projects106330.xlsx | 4387 | Other | Local Needs | Central | 41984
Wishek Jct Reactor | MTEP in-service GETS / voltage support |  | 41984 | WISHEK |  | MONTANA-DAKOTA UTILITIES CO. | M4 - Project in Service |  | A new tertiary reactor on Wishek 230/115/13.8 kV transformer |  |  |  |  | MTEP In Service Projects106330.xlsx | 4141 | Other | Local Reliability | West | 41984
Atchison County Add 345 kV Reactor | MTEP in-service GETS / voltage support |  | 41620 | ATCHISON |  | MIDAMERICAN ENERGY CO. | M4 - Project in Service |  | Add a 345 kV, 50 MVAR reactor at the Atchison County 345 kV substation. The reactor will be hung off the line terminal to Booneville. Include 345 kV circuit breaker to isolate reactor. |  |  |  |  | MTEP In Service Projects106330.xlsx | 4320 | BRP |  | West | 41620
Install Boscobel 69 kV Capacitor Banks | MTEP in-service GETS / voltage support |  | 41620 | BOSCOBEL | CAPACITOR | AMERICAN TRANSMISSION COMPANY | M4 - Project in Service |  | Install one 8.16 Mvar capacitor bank at Boscobel 69 kV substation and upgrade existing 5.4 Mvar bank with an 8.16 Mvar bank |  |  |  |  | MTEP In Service Projects106330.xlsx | 1703 | Other | Local Reliability | West | 41620
Green River Jct | MTEP in-service GETS / voltage support |  | 41620 | GREEN RIVER | GREEN | MONTANA-DAKOTA UTILITIES CO. | M4 - Project in Service |  | Add 2 X 10 Mvar capacitor |  |  |  |  | MTEP In Service Projects106330.xlsx | 4139 | Other | Local Reliability | West | 41620
Ft. Ridgley Cap Banks | MTEP in-service GETS / voltage support |  | 41620 | BANKS |  | NORTHERN STATES POWER COMPANY | M4 - Project in Service |  | Expand existing cap bank to 21 MVAR and add a second 20 MVAR expandable to 40 MVAR capacitor bank. |  |  |  |  | MTEP In Service Projects106330.xlsx | 4341 | BRP |  | West | 41620
Greenwood 120 kV Capacitors | MTEP in-service GETS / voltage support |  | 41620 | GREENWOOD | GREEN | ITC | M4 - Project in Service |  | Install two 120kV, 26 Mvar capacitors capacitor banks at the Greenwood substation with 2 synchronous breakers and a 120 kV line breaker. |  |  |  |  | MTEP In Service Projects106330.xlsx | 3938 | BRP |  | East | 41620
Detroit Lakes West Capacitor bank | MTEP in-service GETS / voltage support |  | 41620 | DETROIT LAKES | DETROIT | MISSOURI RIVER ENERGY SERVICES - TRANSMISSION | M4 - Project in Service |  | Addition of 13 MVAR capacitor bank at Detroit Lakes West substation to resolve 115 kV under voltage concerns for C2 contingencies. The exact timing is under investigation. |  |  |  |  | MTEP In Service Projects106330.xlsx | 4290 | Other | Local Reliability | West | 41620
Fargo 138-69 kV Substation | MTEP in-service GETS / voltage support |  | 41620 | FARGO |  | AMEREN ILLINOIS | M4 - Project in Service |  | Install 138 kV Capacitor Bank |  |  |  |  | MTEP In Service Projects106330.xlsx | 2299 | BRP |  | Central | 41620
Hutsonville Capacitor Bank | MTEP in-service GETS / voltage support |  | 41620 | HUTSONVILLE | CAPACITOR | AMEREN ILLINOIS | M4 - Project in Service |  | Hutsonville Plant - Install 40 Mvar, 138 kV Capacitor Bank and 138 kV PCB. |  |  |  |  | MTEP In Service Projects106330.xlsx | 3707 | BRP |  | Central | 41620
Grand Tower and Carbondale Capacitor Bank | MTEP in-service GETS / voltage support |  | 41620 | GRAND TOWER | GRAND | AMEREN ILLINOIS | M4 - Project in Service |  | Install 1-40 Mvar capacitor bank at Grand Tower and 1-40 Mvar capacitor bank at Carbondale NE. 2-138 kV PCBs required |  |  |  |  | MTEP In Service Projects106330.xlsx | 2967 | BRP |  | Central | 41620
METC Instrument Transformer Replacement - Year 2015 | MTEP in-service GETS / voltage support |  | 41620 | CAPACITOR |  | METC | M4 - Project in Service |  | Replace the aging instrument transformers including potential transformers and coupling-capacitor type instrument transformers. |  |  |  |  | MTEP In Service Projects106330.xlsx | 4178 | Other | Age and Condition | East | 41620
ITCT Instrument Transformer Replacement 2015 | MTEP in-service GETS / voltage support |  | 41620 | CAPACITOR |  | ITC | M4 - Project in Service |  | Replace the aging potential devices including potential transformers and coupling-capacitor type potential devices. |  |  |  |  | MTEP In Service Projects106330.xlsx | 4180 | Other | Age and Condition | East | 41620
METC Instrument Transformer Replacement - Year 2016 | MTEP in-service GETS / voltage support |  | 41620 | CAPACITOR |  | METC | M4 - Project in Service |  | Replace the aging instrument transformers including potential transformers and coupling-capacitor type instrument transformers. |  |  |  |  | MTEP In Service Projects106330.xlsx | 4179 | Other | Age and Condition | East | 41620
ITCT Instrument Transformer Replacement 2016 | MTEP in-service GETS / voltage support |  | 41620 | CAPACITOR |  | ITC | M4 - Project in Service |  | Replace the aging potential devices including potential transformers and coupling-capacitor type potential devices. |  |  |  |  | MTEP In Service Projects106330.xlsx | 4181 | Other | Age and Condition | East | 41620
Toll Road + SVC | MTEP in-service GETS / voltage support |  | 41620 | TOLL ROAD |  | ITC | M4 - Project in Service |  | Relocate all ITCTransmission circuits at the Fermi 120 kV switchyard to a new station nearby (Toll Road station). This station would be configured as a breaker-and-a-half scheme. Create three feeds from Toll Road to the Fermi 120 kV switchyard. Install a 100 MVAR Static VAR Compensator at Toll Road. |  |  |  |  | MTEP In Service Projects106330.xlsx | 4153 | BRP |  | East | 41620
SW MN High Voltage Mitigation | MTEP in-service GETS / voltage support |  | 41620 | SWITCH | FENTON | NORTHERN STATES POWER COMPANY | M4 - Project in Service |  | Install 1x25 MVAr switched reactor at Fenton and 1x25 MVAr switched reactor at Yankee |  |  |  |  | MTEP In Service Projects106330.xlsx | 4305 | BRP |  | West | 41620
Harvest Avenue substation | MTEP in-service GETS / voltage support |  | 41256 | STATION T | CAPACITOR | MIDAMERICAN ENERGY CO. | M4 - Project in Service |  | The Harvest Ave. 161-13.2 kV Substation consisting of two 161-13.8 kV 20/26.7/33.3 MVA transformers, two 161 kV line breakers, and two 161 kV 25 MVAR capacitors; the new Harvest Ave.?Tate & Lyle 161 kV line and extension of an existing 161 kV line to form the new Harvest Ave.?Hayes 161 kV line. |  |  |  |  | MTEP In Service Projects106330.xlsx | 4006 | Other | Local Reliability | West | 41256
Trenton Channel Reactors Replacement | MTEP in-service GETS / voltage support |  | 41256 | TRENTON CHANNEL | TRENTON | ITC | M4 - Project in Service |  | Replace both oil filled reactors with one air-core dry type set of reactors. |  |  |  |  | MTEP In Service Projects106330.xlsx | 3596 | Other | Age and Condition | East | 41256
EIC Capacitor Bank Zero Crossing Breaker | MTEP in-service GETS / voltage support |  | 41256 | CAPACITOR | CROSS | ITC MIDWEST | M4 - Project in Service |  | Replace the EIC 69 kV cap breaker 7840 with a zero crossing breaker. |  |  |  |  | MTEP In Service Projects106330.xlsx | 3636 | Other | Local Reliability | West | 41256
WVPA Laf. Monitor sub 69kV - 7.2MVAR capacitor | MTEP in-service GETS / voltage support |  | 41256 | MONITOR | CAPACITOR | DUKE ENERGY INDIANA, LLC | M4 - Project in Service |  | Install a 7.2MVAR 69kV switched cap bank in the WVPA Lafayette Monitor sub |  |  |  |  | MTEP In Service Projects106330.xlsx | 3536 | Other | Local Reliability | Central | 41256
Sheffield Substation - 13877 Reactors | MTEP in-service GETS / voltage support |  | 41256 | SHEFFIELD | SUBSTATION #1 | NORTHERN INDIANA PUBLIC SERVICE COMPANY LLC | M4 - Project in Service |  | Add 0.795 Ohm reactor on BP Whiting to Sheffield circuit |  |  |  |  | MTEP In Service Projects106330.xlsx | 3154 | BRP |  | Central | 41256
West Tilton 138 kV Capacitor Banks | MTEP in-service GETS / voltage support |  | 41256 | TILTON | CAPACITOR | AMEREN ILLINOIS | M4 - Project in Service |  | Install 2-25 MVAR capacitor banks, two 138kV breakers |  |  |  |  | MTEP In Service Projects106330.xlsx | 3352 | BRP |  | Central | 41256
Cansovia Capacitor Bank | MTEP in-service GETS / voltage support |  | 40885 | CAPACITOR |  | WOLVERINE POWER SUPPLY COOPERATIVE, INC | M4 - Project in Service |  | Install a Capacitor Bank tap at the Casnovia substation |  |  |  |  | MTEP In Service Projects106330.xlsx | 3330 | Other | Local Reliability | East | 40885
Scottsburg 69kV - 28.8MVAR Capacitor | MTEP in-service GETS / voltage support |  | 40885 | SCOTT | CAPACITOR | DUKE ENERGY INDIANA, LLC | M4 - Project in Service |  | Replace Scottsburg 69kV - 7.2Mvar capacitor with a 28.8 Mvar capacitor and upgrade 69kV capacitor switching equipment |  |  |  |  | MTEP In Service Projects106330.xlsx | 3377 | Other | Local Reliability | Central | 40885
Robinson-Marathon 138 kV Capacitor Bank | MTEP in-service GETS / voltage support |  | 40887 | ROBINSON MARATHON | ROBINSON | AMEREN ILLINOIS | M4 - Project in Service |  | Install 40 Mvar, 138 kV capacitor bank and PCB. |  |  |  |  | MTEP In Service Projects106330.xlsx | 3455 | BRP |  | Central | 40887
Split Rock Reactor Replacement | MTEP in-service GETS / voltage support |  | 40885 | SPLIT ROCK |  | NORTHERN STATES POWER COMPANY | M4 - Project in Service |  | This project is needed to replace the failed 50 MVAR reactor and associated breaker. |  |  |  |  | MTEP In Service Projects106330.xlsx | 3320 | BRP |  | West | 40885
Centervile 7.1 MVAR 69kV Cap | MTEP in-service GETS / voltage support |  | 40885 | CENTER |  | ITC MIDWEST | M4 - Project in Service |  | nstall a 7 MVAR 69 kV capacitor, breaker with synchronous closing control, switch, and 0.5 mH reactor. 69 kV breakers 0-6961-1 and 0-6921-2 will be replaced due to condition. A 69 kV bus tie breaker and switch will be added for reliability between transformers 2 and 3. |  |  |  |  | MTEP In Service Projects106330.xlsx | 3421 | Other | Local Reliability | West | 40885
Magnolia 7.1 MVAR 69kV Cap | MTEP in-service GETS / voltage support |  | 40885 | MAGNOLIA |  | ITC MIDWEST | M4 - Project in Service |  | ITCM will move the existing Lewisville 69kV 7.1 MVAR capacitor to the 69kV bus at Magnolia. Recent system changes have opened up a 69kV bay at Magnolia and this will be used for the capacitor bank and 69kV breaker. |  |  |  |  | MTEP In Service Projects106330.xlsx | 3414 | Other | Local Reliability | West | 40885
Lehigh: 345 kV 50 MVAr Reactor | MTEP in-service GETS / voltage support |  | 40885 | LEHIGH |  | MIDAMERICAN ENERGY CO. | M4 - Project in Service |  | Add a 345 kV, 50 MVAr reactor |  |  |  |  | MTEP In Service Projects106330.xlsx | 3268 | BRP |  | West | 40885
Shoal 120kV Capacitor | MTEP in-service GETS / voltage support |  | 40885 | CAPACITOR |  | ITC | M4 - Project in Service |  | 33.3 Mvar Capacitor at Shoal 120kV |  |  |  |  | MTEP In Service Projects106330.xlsx | 3285 | BRP |  | East | 40885
DEM Speed to LGEE Kenzig Rd. 345kV tie | MTEP in-service GETS / voltage support |  | 40885 | SPEED | KENZIG | DUKE ENERGY INDIANA, LLC | M4 - Project in Service |  | New LGEE Kenzig Rd. (previously "New Albany") switching station will be a 4 brkr ring that will split the DEM Speed to HE Ramsey tie line and also split the LGEE Paddys West to LGEE Northside 345kV line; this will allow removal of the LGEE Northside 138kV reactor in the tie line to DEM Speed. Insert 2 - 3000A line switches on DEI line terminals - AMIN1115. |  |  |  |  | MTEP In Service Projects106330.xlsx | 3392 | Other | Local Reliability | Central | 40885
Mckenna & Chaffee Ck Capacitor Banks Upgrades | MTEP in-service GETS / voltage support |  | 40885 | MCKENNA | CAPACITOR | AMERICAN TRANSMISSION COMPANY | M4 - Project in Service |  | Upgrade Mckenna 6.3 MVAR capacitor bank to 15.3 MVAR and upgrade Chaffee Ck 10.8 MVAR to 14.4 MVAR capacitor bank |  |  |  |  | MTEP In Service Projects106330.xlsx | 1699 | Other | Local Reliability | West | 40885
Adams 345 kV Reactor Installation | MTEP in-service GETS / voltage support |  | 40885 | ADAMS |  | NORTHERN STATES POWER COMPANY | M4 - Project in Service |  | Installing a 50 MVAR reactor at Adams substation on the Pleasant Valley line, along with a breaker and disconect switch |  |  |  |  | MTEP In Service Projects106330.xlsx | 3474 | Other | Local Reliability | West | 40885
Install Distribution Caps at Dickinson | MTEP in-service GETS / voltage support |  | 40514 | DICKINSON |  | AMERICAN TRANSMISSION COMPANY | M4 - Project in Service |  | Install 2x 9.6 Mar Distribution Caps on the low voltage side of the Dickinson 138/24.9 kV Tr at Dickinson for transmission voltage support |  |  |  |  | MTEP In Service Projects106330.xlsx | 3088 | Other | Local Reliability | West | 40514
Indian Lake 138kV Capacitor Bank | MTEP in-service GETS / voltage support |  | 40514 | INDIAN LAKE | INDIAN | AMERICAN TRANSMISSION COMPANY | M4 - Project in Service |  | Install 2x8.16 MVAR Capicator bank at Indian Lake substation |  |  |  |  | MTEP In Service Projects106330.xlsx | 1554 | Other |  | West | 40514
M38 capacitor bank | MTEP in-service GETS / voltage support |  | 40514 | CAPACITOR |  | AMERICAN TRANSMISSION COMPANY | M4 - Project in Service |  | Expand the M38 138 kV substation to add a 2nd 138 kV bus and accommodate a new 8.16 MVAR 138 kV capacitor bank. Move the Atlantic and Cedar lines to new terminations on the new 138 kV bus. |  |  |  |  | MTEP In Service Projects106330.xlsx | 1940 | BRP |  | West | 40514
Posen Capacitor Bank | MTEP in-service GETS / voltage support |  | 40514 | CAPACITOR |  | WOLVERINE POWER SUPPLY COOPERATIVE, INC | M4 - Project in Service |  | Install a Capacitor Bank at the Posen substation |  |  |  |  | MTEP In Service Projects106330.xlsx | 3070 | Other | Local Reliability | East | 40514
Rodgers Capacitor Bank | MTEP in-service GETS / voltage support |  | 40514 | CAPACITOR |  | WOLVERINE POWER SUPPLY COOPERATIVE, INC | M4 - Project in Service |  | Install a Capacitor Bank at the Rodgers substation |  |  |  |  | MTEP In Service Projects106330.xlsx | 3067 | Other | Local Reliability | East | 40514
Altona Capacitor Bank | MTEP in-service GETS / voltage support |  | 40514 | CAPACITOR |  | WOLVERINE POWER SUPPLY COOPERATIVE, INC | M4 - Project in Service |  | Install a Capacitor Bank at the Altona substation |  |  |  |  | MTEP In Service Projects106330.xlsx | 3066 | Other | Local Reliability | East | 40514
Enbridge Load Expansion Support | MTEP in-service GETS / voltage support |  | 40514 | BRIDGE | RIDGE | OTTER TAIL POWER COMPANY | M4 - Project in Service |  | Install Capacitor Bank on 115 kV at Clearbrook, MN. One 34 MVAR. Install Capacitor Bank on 115 kV at Karlstad. One 20 MVAR. Install Capacitor Bank on 115 kV at Thief River Falls. One 15 MVAR. |  |  |  |  | MTEP In Service Projects106330.xlsx | 2826 | BRP |  | West | 40514
Spring Green 32 (2-16.33) MVAR capacitor bank | MTEP in-service GETS / voltage support |  | 40514 | SPRING GREEN | GREEN | AMERICAN TRANSMISSION COMPANY | M4 - Project in Service |  | 2-16.33 MVAR 69 kV capacitor banks at Spring Green |  |  |  |  | MTEP In Service Projects106330.xlsx | 884 | Other | Local Reliability | West | 40514
Summit Capacitor Banks | MTEP in-service GETS / voltage support |  | 40514 | SUMMIT | CAPACITOR | AMERICAN TRANSMISSION COMPANY | M4 - Project in Service |  | Install two 24.5 MVAR 138-kV capacitor banks at Summit substation |  |  |  |  | MTEP In Service Projects106330.xlsx | 1626 | BRP |  | West | 40514
Hutsonville Capacitor Bank | MTEP in-service GETS / voltage support |  | 40514 | HUTSONVILLE | CAPACITOR | AMEREN ILLINOIS | M4 - Project in Service |  | Hutsonville Plant - Install 2-stage, 70 Mvar (2 x 35 Mvar) 138 kV capacitor bank. Need 2-138 kV PCB's. |  |  |  |  | MTEP In Service Projects106330.xlsx | 2966 | BRP |  | Central | 40514
Meredosia Capacitor Bank | MTEP in-service GETS / voltage support |  | 40514 | MEREDOSIA | CAPACITOR | AMEREN ILLINOIS | M4 - Project in Service |  | Meredosia, East 138 kV Substation - Install two 40 Mvar, 138 kV capacitor banks, including the required circuit breakers, disconnect switches, and phase reactors on the Meredosia Substation Bus |  |  |  |  | MTEP In Service Projects106330.xlsx | 2965 | BRP |  | Central | 40514
Cape Area Capacitor Bank | MTEP in-service GETS / voltage support |  | 40514 | CAPACITOR |  | AMEREN MISSOURI | M4 - Project in Service |  | Cape Area - Install 2-stage, 120 Mvar (2 x 60 Mvar), 161 kV capacitor bank and 2-161 kV PCB's at Wedekind Substation |  |  |  |  | MTEP In Service Projects106330.xlsx | 2969 | BRP |  | Central | 40514
Capacitor Replacement 2012 | MTEP in-service GETS / voltage support |  | 40514 | CAPACITOR |  | ITC | M4 - Project in Service |  | Replace capacitor banks |  |  |  |  | MTEP In Service Projects106330.xlsx | 2923 | Other | Age and Condition | East | 40514
Gwinner Capacitor Bank | MTEP in-service GETS / voltage support |  | 40514 | GWINN | CAPACITOR | OTTER TAIL POWER COMPANY | M4 - Project in Service |  | Install Capacitor Bank on 115 kV at Gwinner, ND. Two 8 MVAR. |  |  |  |  | MTEP In Service Projects106330.xlsx | 2823 | BRP |  | West | 40514
Install 25MVAR of reactors at the Straits SS | MTEP in-service GETS / voltage support |  | 40514 | STRAITS |  | AMERICAN TRANSMISSION COMPANY | M4 - Project in Service |  | Install a 10 MVAR reactor on the Tertiary of Straits 138/69kV Tr #1 & a 15 MVAR reactor on the Tertiary of Straits 138/69kV Tr #2 |  |  |  |  | MTEP In Service Projects106330.xlsx | 3120 | BRP |  | West | 40514
South Bloomington 138kV Capacitor Bank | MTEP in-service GETS / voltage support |  | 40151 | SOUTH BLOOMINGTON | BLOOMINGTON | AMEREN ILLINOIS | M4 - Project in Service |  | "Install an 85 MVAR, 138 kV Capacitor Bank at the South Bloomington Substation " |  |  |  |  | MTEP In Service Projects106330.xlsx | 2269 | BRP |  | Central | 40151
Frances Creek 69kV capacitor | MTEP in-service GETS / voltage support |  | 40151 | CAPACITOR |  | DUKE ENERGY INDIANA, LLC | M4 - Project in Service |  | Frances Creek Install 36MVAR 69kV capacitor bank |  |  |  |  | MTEP In Service Projects106330.xlsx | 2132 | Other | Local Reliability | Central | 40151
Plato capacitor bank | MTEP in-service GETS / voltage support |  | 40151 | CAPACITOR |  | NORTHERN STATES POWER COMPANY | M4 - Project in Service |  | This project is to add a 10 MVAR cap bank at Plato. This project is required to convert the existing 69 kv line from Young America - Glencoe to 115 kV (part of Glencoe - West Waconia 115 kV line project). |  |  |  |  | MTEP In Service Projects106330.xlsx | 1952 | Other | Local Reliability | West | 40151
Highland Sub - 69 kV Switched Capacitors | MTEP in-service GETS / voltage support |  | 40151 | HIGHLANDS | HIGHLAND | NORTHERN INDIANA PUBLIC SERVICE COMPANY LLC | M4 - Project in Service |  | Replace Existing capacitors with 2-9.6 mVAR steps. Upgrade Controllers. Work in 2007 for engineering only. |  |  |  |  | MTEP In Service Projects106330.xlsx | 2316 | Other | Local Reliability | Central | 40151
Tamarac Two 115 kV line breakers | MTEP in-service GETS / voltage support |  | 40151 | CAPACITOR |  | GREAT RIVER ENERGY | M4 - Project in Service |  | Tamarac Two 115 kV line breakers, 115 kV capacitor |  |  |  |  | MTEP In Service Projects106330.xlsx | 2554 | BRP |  | West | 40151
Heskett - Additional 230/115 kV Switchyard and 115 kV Capacitor | MTEP in-service GETS / voltage support |  | 40151 | HESKETT | SWITCH | MONTANA-DAKOTA UTILITIES CO. | M4 - Project in Service |  | Heskett - Additional 230/115 kV Switchyard 230 115 Switchyard in parallel w/ existing Heskett switchyard and Cap Bank |  |  |  |  | MTEP In Service Projects106330.xlsx | 1355 | BRP |  | West | 40151
Wilder 138kV-5985 reactors & wavetrap | MTEP in-service GETS / voltage support |  | 40151 | WILDER | WILDE | DUKE ENERGY INDIANA, LLC | M4 - Project in Service |  | Wilder Sub - Install 138kV, 3.8 Ohm reactors in ckt 5985; replace 138kv - 5985 1200A wavetrap with 1600A |  |  |  |  | MTEP In Service Projects106330.xlsx | 2151 | BRP |  | Central | 40151
Capacitor Replacement 2009 | MTEP in-service GETS / voltage support |  | 40151 | CAPACITOR |  | ITC | M4 - Project in Service |  | Replace capacitor banks |  |  |  |  | MTEP In Service Projects106330.xlsx | 2523 | Other | Age and Condition | East | 40151
Capacitor Replacement 2010 | MTEP in-service GETS / voltage support |  | 40151 | CAPACITOR |  | ITC | M4 - Project in Service |  | Replace capacitor banks |  |  |  |  | MTEP In Service Projects106330.xlsx | 2524 | Other | Age and Condition | East | 40151
Capacitor Replacement 2011 | MTEP in-service GETS / voltage support |  | 40151 | CAPACITOR |  | ITC | M4 - Project in Service |  | Replace capacitor banks |  |  |  |  | MTEP In Service Projects106330.xlsx | 2525 | Other | Age and Condition | East | 40151
SE Twin Cities - Rochester, MN - LaCrosse, WI 345 kV project | MTEP in-service GETS / voltage support |  | 39786 | TWIN CITIES | ROCHESTER | NORTHERN STATES POWER COMPANY | M4 - Project in Service |  | Construct Hampton Corner-North Rochester-Chester-Briggs Road 345 kV line, North Rochester - N. Hills 161 kV line, North Rochester-Chester 161 kV line, Briggs Road-North LaCrosse 69 kV line, Hampton Corner 345/161 transformer, North Rochester 354/161 transformer, Briggs Road 345/161 transformer and 50 MVAR tertiary reactor, Briggs Road 161/69 transformer |  |  |  |  | MTEP In Service Projects106330.xlsx | 1024 | BRP |  | West | 39786
Richland Center Olson sub and Brewer Sub Capacitor banks | MTEP in-service GETS / voltage support |  | 39786 | RICHLAND | CENTER | AMERICAN TRANSMISSION COMPANY | M4 - Project in Service |  | Expand the existing 69 kV capacitor bank from 5.4 to 8.1 MVAR at Richland Center Olson substation and install one 7.8 MVAR 12.4 kV capacitor bank at Brewer substation |  |  |  |  | MTEP In Service Projects106330.xlsx | 1679 | Other | Local Reliability | West | 39786
Upgrade Sheekskin Capacitor 69-kV Bank | MTEP in-service GETS / voltage support |  | 39786 | CAPACITOR |  | AMERICAN TRANSMISSION COMPANY | M4 - Project in Service |  | Upgrade Sheekskin Capacitor 69-kV Bank from 10.8 Mvar to 16.2 Mvar |  |  |  |  | MTEP In Service Projects106330.xlsx | 1945 | Other |  | West | 39786
Hiawatha 138kV Capacitor Bank | MTEP in-service GETS / voltage support |  | 39786 | HIAWATHA | CAPACITOR | AMERICAN TRANSMISSION COMPANY | M4 - Project in Service |  | Install 1x8.16 MVAR Capicator bank at Hiawatha substation |  |  |  |  | MTEP In Service Projects106330.xlsx | 1553 | BRP |  | West | 39786
Perkins Capacitor Banks | MTEP in-service GETS / voltage support |  | 39786 | PERKINS | CAPACITOR | AMERICAN TRANSMISSION COMPANY | M4 - Project in Service |  | Install two 16.33 MVAR 138kV capacitor banks at Perkins substation |  |  |  |  | MTEP In Service Projects106330.xlsx | 1555 | BRP |  | West | 39786
Thayer Sub - Add 69 KV Capacitors - Add (1) 7.2 MVAR Stage | MTEP in-service GETS / voltage support |  | 39792 | THAYER | CAPACITOR | NORTHERN INDIANA PUBLIC SERVICE COMPANY LLC | M4 - Project in Service |  | Add one step of 7.2 MVAR capacitors on the Thayer Substation 69 kV bus and modernize existing capacitors and control equipment. |  |  |  |  | MTEP In Service Projects106330.xlsx | 2005 | BRP |  | Central | 39792
Northgreen 69kV Cap | MTEP in-service GETS / voltage support |  | 39786 | GREEN |  | DUKE ENERGY INDIANA, LLC | M4 - Project in Service |  | Add 14.4 MVAR 69kV capacitor at Northgreen. |  |  |  |  | MTEP In Service Projects106330.xlsx | 828 | Other |  | Central | 39786
Pittsboro 69kV Cap | MTEP in-service GETS / voltage support |  | 39786 | PITTS |  | DUKE ENERGY INDIANA, LLC | M4 - Project in Service |  | Add 14.4 MVAR 69kV capacitor at Pittsboro. |  |  |  |  | MTEP In Service Projects106330.xlsx | 835 | Other |  | Central | 39786
Prescott | MTEP in-service GETS / voltage support |  | 39786 | PRESCOTT | SCOTT | DUKE ENERGY INDIANA, LLC | M4 - Project in Service |  | Add 43.2 MVAR capacitor. |  |  |  |  | MTEP In Service Projects106330.xlsx | 1194 | Other |  | Central | 39786
Thorntown 69kV Cap | MTEP in-service GETS / voltage support |  | 39786 | THORNTOWN | THORN | DUKE ENERGY INDIANA, LLC | M4 - Project in Service |  | Add 28.8 MVAR 69kV capacitor at Thorntown. |  |  |  |  | MTEP In Service Projects106330.xlsx | 830 | Other |  | Central | 39786
General IPL Capacitor Additions | MTEP in-service GETS / voltage support |  | 39786 | CAPACITOR |  | INDIANAPOLIS POWER & LIGHT COMPANY | M4 - Project in Service |  | Add capacitors to the IPL General Distribution System |  |  |  |  | MTEP In Service Projects106330.xlsx | 1639 | Other |  | Central | 39786
Lake Emily Capacitor bank | MTEP in-service GETS / voltage support |  | 39786 | CAPACITOR |  | NORTHERN STATES POWER COMPANY | M4 - Project in Service |  | This project is to add 10 MVAR cap bank at Lake Emiky |  |  |  |  | MTEP In Service Projects106330.xlsx | 1961 | Other |  | West | 39786
Roseburg Switching Station cap | MTEP in-service GETS / voltage support |  | 39786 | SWITCH |  | DUKE ENERGY INDIANA, LLC | M4 - Project in Service |  | Install 69kV 21.6MVAR std capacitor |  |  |  |  | MTEP In Service Projects106330.xlsx | 1564 | Other |  | Central | 39786
Evendale 69kV Caps 1&2 | MTEP in-service GETS / voltage support |  | 39786 | CAPACITOR |  | DUKE ENERGY INDIANA, LLC | M4 - Project in Service |  | Add two 21.6 MVAR 69kV capacitors at Evendale |  |  |  |  | MTEP In Service Projects106330.xlsx | 811 | Other |  | Central | 39786
Northeast Sub - Add 69 KV Capacitors - (2) 10.8 MVAR | MTEP in-service GETS / voltage support |  | 39786 | NORTHEAST | CAPACITOR | NORTHERN INDIANA PUBLIC SERVICE COMPANY LLC | M4 - Project in Service |  | Add two steps of 10.8 MVAR capacitors on the Northeast Substation 69 kV bus. |  |  |  |  | MTEP In Service Projects106330.xlsx | 2004 | Other | Local Reliability | Central | 39786
Edwardsport 138kV cap | MTEP in-service GETS / voltage support |  | 39786 | EDWARDS |  | DUKE ENERGY INDIANA, LLC | M4 - Project in Service |  | Install a 138kV 57.6MVAR capacitor at Edwardsport. |  |  |  |  | MTEP In Service Projects106330.xlsx | 1560 | BRP |  | Central | 39786
Kenwood Sub - Add 69 KV Capacitors - (2) 10.8 MVAR (Engineering Only in 2007) | MTEP in-service GETS / voltage support |  | 39786 | KENWOOD | WOODS | NORTHERN INDIANA PUBLIC SERVICE COMPANY LLC | M4 - Project in Service |  | Add two steps of 10.8 MVAR capacitors on the Kenwood Substation 69 kV bus. |  |  |  |  | MTEP In Service Projects106330.xlsx | 2006 | BRP |  | Central | 39786
Cass Lake 115 kV capacitor | MTEP in-service GETS / voltage support |  | 39786 | CAPACITOR |  | OTTER TAIL POWER COMPANY | M4 - Project in Service |  | Cass Lake 115 kV capacitor (2x15 Mvar) |  |  |  |  | MTEP In Service Projects106330.xlsx | 2090 | Other |  | West | 39786
BRIGO - Buffalo Ridge Incremental Generation Outlet | MTEP in-service GETS / voltage support |  | 39786 | BUFFALO | RIDGE | NORTHERN STATES POWER COMPANY | M4 - Project in Service |  | BRIGO (non-GIA): Hazle Creek - Minnesota Valley 115 kV line (new), Lake Yankton - SE Marshall 115 kV line, Winnebago Jct 161 capacitor, McLeod 115 capacitor |  |  |  |  | MTEP In Service Projects106330.xlsx | 1375 | TDSP |  | West | 39786
Hersey 69KV Breaker and a half bus and two Capacitor Banks | MTEP in-service GETS / voltage support |  | 39786 | CAPACITOR | BANKS | WOLVERINE POWER SUPPLY COOPERATIVE, INC | M4 - Project in Service |  | Convert 6 breaker bus at Hersey to breaker and a half configuration and add two Capacitor Banks |  |  |  |  | MTEP In Service Projects106330.xlsx | 1209 | Other | Local Reliability | East | 39786
Berlin capacitor bank | MTEP in-service GETS / voltage support |  | 39786 | BERLIN | CAPACITOR | AMERICAN TRANSMISSION COMPANY | M4 - Project in Service |  | Upgrade 4.1 MVAR capacitor bank to 8.2 MVAR and upgrade the 5.4 MVAR capacitor bank to 10.8 MVAR at Berlin 69-kV Substation |  |  |  |  | MTEP In Service Projects106330.xlsx | 1734 | Other |  | West | 39786
Munising Capacitor Banks | MTEP in-service GETS / voltage support |  | 39786 | MUNISING | CAPACITOR | AMERICAN TRANSMISSION COMPANY | M4 - Project in Service |  | Install two 4.08 MVAR 69 kV capacitor banks at Munising substation |  |  |  |  | MTEP In Service Projects106330.xlsx | 1668 | Other | Local Reliability | West | 39786
9 Mile Capicitor Banks | MTEP in-service GETS / voltage support |  | 39786 | BANKS |  | AMERICAN TRANSMISSION COMPANY | M4 - Project in Service |  | Install two 8.16 MVAR 69kV capacitor banks at 9 Mile substation |  |  |  |  | MTEP In Service Projects106330.xlsx | 1678 | Other | Local Reliability | West | 39786
Roberts Capacitor Banks | MTEP in-service GETS / voltage support |  | 39786 | ROBERTS | CAPACITOR | AMERICAN TRANSMISSION COMPANY | M4 - Project in Service |  | Install one 4.08 MVAR 69 kV capacitor bank at Roberts substation |  |  |  |  | MTEP In Service Projects106330.xlsx | 1669 | Other |  | West | 39786
L'Anse Capicitor Bank | MTEP in-service GETS / voltage support |  | 39786 | CAPACITOR |  | AMERICAN TRANSMISSION COMPANY | M4 - Project in Service |  | Install one 4.08 MVAR 69 kV capacitor bank at L'Anse substation |  |  |  |  | MTEP In Service Projects106330.xlsx | 1676 | Other |  | West | 39786
Metea 69kV Cap | MTEP in-service GETS / voltage support |  | 39786 | CAPACITOR |  | DUKE ENERGY INDIANA, LLC | M4 - Project in Service |  | Install 14.4MVAR 69kV capacitor at Metea. |  |  |  |  | MTEP In Service Projects106330.xlsx | 1513 | Other |  | Central | 39786
Nobles Co 34.5 kV -50 MVAR Reactor #1 | MTEP in-service GETS / voltage support |  | 39786 | NOBLE |  | NORTHERN STATES POWER COMPANY | M4 - Project in Service |  | Nobles Co 34.5 kV -50 MVAR Reactor #1 |  |  |  |  | MTEP In Service Projects106330.xlsx | 751 | Other |  | West | 39786
La Crosse Area Capacitor banks | MTEP in-service GETS / voltage support |  | 39786 | LA CROSSE | CROSS | NORTHERN STATES POWER COMPANY | M4 - Project in Service |  | Install one 60 MVAR capacitor bank on 161 kV Bus 1 at La Crosse Substation and 2x30 Mvar capacitor banks on the 161 kV bus at Monroe County Substation. |  |  |  |  | MTEP In Service Projects106330.xlsx | 1548 | BRP |  | West | 39786
Vestaburg Capacitor Bank | MTEP in-service GETS / voltage support |  | 39786 | VESTABURG | CAPACITOR | WOLVERINE POWER SUPPLY COOPERATIVE, INC | M4 - Project in Service |  | Add 6MVAR Additional Capacitors at Vestaburg Substation |  |  |  |  | MTEP In Service Projects106330.xlsx | 1213 | Other | Local Reliability | East | 39786
Sister Bay distribution Capacitor Banks | MTEP in-service GETS / voltage support |  | 39786 | SISTER BAY | CAPACITOR | AMERICAN TRANSMISSION COMPANY | M4 - Project in Service |  | Install 2 1.2 MVAR distribution capacitor banks at Sister Bay 24.9 kV |  |  |  |  | MTEP In Service Projects106330.xlsx | 1675 | Other |  | West | 39786
Cap banks at Artesian and Kilbourn | MTEP in-service GETS / voltage support |  | 39786 | BANKS | ARTESIAN | AMERICAN TRANSMISSION COMPANY | M4 - Project in Service |  | Install 2-24.5 MVAR 69 kV capacitor banks at Kilbourn and install 2-24.5 MVAR 138-kV capacitor banks at Artesian |  |  |  |  | MTEP In Service Projects106330.xlsx | 1268 | BRP |  | West | 39786
Ontonagon 16.32 MVAR capacitor bank | MTEP in-service GETS / voltage support |  | 39429 | ONTONAGON | CAPACITOR | AMERICAN TRANSMISSION COMPANY | M4 - Project in Service |  | Ontonagon 16.32 MVAR capacitor bank |  |  |  |  | MTEP In Service Projects106330.xlsx | 882 | BRP |  | West | 39429
International Falls - Capacitor 115 add new | MTEP in-service GETS / voltage support |  | 39429 | INTERNATIONAL | NATIONAL | MINNESOTA POWER INC. | M4 - Project in Service |  | International Falls - Capacitor 115 add new |  |  |  |  | MTEP In Service Projects106330.xlsx | 1359 | BRP |  | West | 39429
Add a 25 Mvar capacitor bank & Switching station at Two Harbors | MTEP in-service GETS / voltage support |  | 39429 | CAPACITOR | BANKS | MINNESOTA POWER INC. | M4 - Project in Service |  | Add a 25 Mvar capacitor bank & Switching station at Two Harbors |  |  |  |  | MTEP In Service Projects106330.xlsx | 1286 | BRP |  | West | 39429
Dune Acres - Add 138 kV Capacitors - 100 MVAR | MTEP in-service GETS / voltage support |  | 39128 | DUNE ACRES | CAPACITOR | NORTHERN INDIANA PUBLIC SERVICE COMPANY LLC | M4 - Project in Service |  | Add one step of capacitors, for a total 100 MVAR, on the Dune Acres 138 kV bus. |  |  |  |  | MTEP In Service Projects106330.xlsx | 757 | Other |  | Central | 39128
Wautoma 32.6 MVAR capacitor bank | MTEP in-service GETS / voltage support |  | 39128 | WAUTOMA | CAPACITOR | AMERICAN TRANSMISSION COMPANY | M4 - Project in Service |  | Install 2-24.5 MVAR capacitor banks at Wautoma 138 kV and one-16.33 MVAR capacitor bank at 69 Kv |  |  |  |  | MTEP In Service Projects106330.xlsx | 433 | Other |  | West | 39128
Bard Road | MTEP in-service GETS / voltage support |  | 39128 | CAPACITOR |  | METC | M4 - Project in Service |  | Bard Road - New Capacitor |  |  |  |  | MTEP In Service Projects106330.xlsx | 1016 | BRP |  | East | 39128
Croton | MTEP in-service GETS / voltage support |  | 39128 | CROTON |  | METC | M4 - Project in Service |  | Croton - New Capacitor |  |  |  |  | MTEP In Service Projects106330.xlsx | 1017 | BRP |  | East | 39128
Grand Rapids - Capacitor 115 add new | MTEP in-service GETS / voltage support |  | 39128 | GRAND | RAPIDS | MINNESOTA POWER INC. | M4 - Project in Service |  | Grand Rapids - Capacitor 115 add new |  |  |  |  | MTEP In Service Projects106330.xlsx | 1358 | Other |  | West | 39128
Oden 12MVAR Capacitor Bank | MTEP in-service GETS / voltage support |  | 39128 | CAPACITOR |  | WOLVERINE POWER SUPPLY COOPERATIVE, INC | M4 - Project in Service |  | Add 12MVAR Capacitor Bank at Oden Substation |  |  |  |  | MTEP In Service Projects106330.xlsx | 1208 | Other | Local Reliability | East | 39128
Crawfordsville 69kV Cap | MTEP in-service GETS / voltage support |  | 39128 | CAPACITOR |  | DUKE ENERGY INDIANA, LLC | M4 - Project in Service |  | Add 28.8 MVAR 69kV capacitor at Crawfordsville. |  |  |  |  | MTEP In Service Projects106330.xlsx | 839 | BRP |  | Central | 39128
Speed 69kV Cap | MTEP in-service GETS / voltage support |  | 39128 | SPEED |  | DUKE ENERGY INDIANA, LLC | M4 - Project in Service |  | Add 57.6 MVAR 69kV capacitor at Speed. |  |  |  |  | MTEP In Service Projects106330.xlsx | 838 | Other |  | Central | 39128
Alexandria Capacitor Addition | MTEP in-service GETS / voltage support |  | 39128 | ALEXANDRIA | CAPACITOR | OTTER TAIL POWER COMPANY | M4 - Project in Service |  | Alexandria Switching Station 115 kV 25 MVAR Capacitors |  |  |  |  | MTEP In Service Projects106330.xlsx | 755 | BRP |  | West | 39128
Hastings Park 138kV Cap | MTEP in-service GETS / voltage support |  | 39128 | HASTINGS |  | DUKE ENERGY INDIANA, LLC | M4 - Project in Service |  | Add 57.6 MVAR 138kV capacitor at Greenfield Hastings Park. |  |  |  |  | MTEP In Service Projects106330.xlsx | 767 | Other |  | Central | 39128
Clarksville 138kV Cap | MTEP in-service GETS / voltage support |  | 39128 | CLARKSVILLE | CLARK | DUKE ENERGY INDIANA, LLC | M4 - Project in Service |  | Add 57.6 MVAR 138kV capacitor at Clarksville. |  |  |  |  | MTEP In Service Projects106330.xlsx | 766 | Other |  | Central | 39128
Hartford 36 MVAR capacitor bank | MTEP in-service GETS / voltage support |  | 39128 | HARTFORD | CAPACITOR | AMERICAN TRANSMISSION COMPANY | M4 - Project in Service |  | Hartford 138 kV, 36 MVAR Capacitor bank |  |  |  |  | MTEP In Service Projects106330.xlsx | 446 | Other |  | West | 39128
Iosco 138 kV 18 MVAR Capacitors | MTEP in-service GETS / voltage support |  | 39128 | CAPACITOR |  | METC | M4 - Project in Service |  | Iosco 138 kV 18 MVAR Capacitors |  |  |  |  | MTEP In Service Projects106330.xlsx | 775 | Other | Local Reliability | East | 39128
Gaylord 138 kV 36 MVAR Capacitors | MTEP in-service GETS / voltage support |  | 39128 | GAYLORD | CAPACITOR | METC | M4 - Project in Service |  | Gaylord 138 kV 36 MVAR Capacitors |  |  |  |  | MTEP In Service Projects106330.xlsx | 774 | Other | Local Reliability | East | 39128
Westgate 115, 80 MVAR Capacitor | MTEP in-service GETS / voltage support |  | 39128 | WESTGATE | CAPACITOR | NORTHERN STATES POWER COMPANY | M4 - Project in Service |  | Westgate 115, 80 MVAR Capacitor |  |  |  |  | MTEP In Service Projects106330.xlsx | 417 | Other |  | West | 39128
Angel Mounds 69 kV 31 MVAR Capacitor bank | MTEP in-service GETS / voltage support |  | 38519 | ANGEL MOUNDS | MOUNDS | Southern Indiana Gas & Electric Company d/b/a Centerpoint Energy Indiana South | M4 - Project in Service |  | Angel Mounds 69 kV 31 MVAR Capacitor bank |  |  |  |  | MTEP In Service Projects106330.xlsx | 782 | Other |  | Central | 38519
Hubbard 115 kV 27 MVAR Capacitor | MTEP in-service GETS / voltage support |  | 38519 | HUBBARD | CAPACITOR | GREAT RIVER ENERGY | M4 - Project in Service |  | Hubbard 115 kV 27 MVAR Capacitor |  |  |  |  | MTEP In Service Projects106330.xlsx | 753 | Other |  | West | 38519
Staunton 138kV Cap | MTEP in-service GETS / voltage support |  | 38519 | STAUNTON |  | DUKE ENERGY INDIANA, LLC | M4 - Project in Service |  | Add 43 MVAR 138kV capacitor at Staunton. |  |  |  |  | MTEP In Service Projects106330.xlsx | 764 | Other |  | Central | 38519
Batesville 138kV Cap | MTEP in-service GETS / voltage support |  | 38519 | BATESVILLE |  | DUKE ENERGY INDIANA, LLC | M4 - Project in Service |  | Add 86.4 MVAR 138kV capacitor at Batesville. |  |  |  |  | MTEP In Service Projects106330.xlsx | 449 | Other |  | Central | 38519
Black River 138 kV 26 MVAR capacitor addition | MTEP in-service GETS / voltage support |  | 38519 | BLACK RIVER | RIVER | METC | M4 - Project in Service |  | Black River 138 kV 26 MVAR capacitor addition |  |  |  |  | MTEP In Service Projects106330.xlsx | 484 | Other |  | East | 38519
Hodag 10 MVAR capacitor bank | MTEP in-service GETS / voltage support |  | 38519 | HODAG | CAPACITOR | AMERICAN TRANSMISSION COMPANY | M4 - Project in Service |  | Hodag 115, 10 MVAR (addition) Capacitor bank |  |  |  |  | MTEP In Service Projects106330.xlsx | 408 | Other |  | West | 38519
Gallagher 138 kV 36 MVAR capacitor | MTEP in-service GETS / voltage support |  | 38519 | GALLAGHER | CAPACITOR | METC | M4 - Project in Service |  | Gallagher 138 kV 36 MVAR capacitor |  |  |  |  | MTEP In Service Projects106330.xlsx | 485 | Other | Local Reliability | East | 38519
Granite City 115 kV 2x40 MVAR capacitors | MTEP in-service GETS / voltage support |  | 38519 | GRANITE CITY | GRANITE | NORTHERN STATES POWER COMPANY | M4 - Project in Service |  | Granite City 115 kV 2x40 MVAR capacitors |  |  |  |  | MTEP In Service Projects106330.xlsx | 561 | Other |  | West | 38519
Nobles Co 34.5 kV 50 Mvar Reactor #2 | MTEP in-service GETS / voltage support |  | 38519 | NOBLE |  | NORTHERN STATES POWER COMPANY | M4 - Project in Service |  | Nobles Co 34.5 kV 50 Mvar Reactor #2 |  |  |  |  | MTEP In Service Projects106330.xlsx | 778 | TDSP |  | West | 38519
Lakefield Gen - Wilmarth Series Compensation | MTEP in-service GETS / voltage support |  | 38519 | WILMARTH |  | NORTHERN STATES POWER COMPANY | M4 - Project in Service |  | Fieldon Township 345 kV Series Capacitor 20 ohms |  |  |  |  | MTEP In Service Projects106330.xlsx | 780 | TDSP |  | West | 38519
Moorland 54 MVAR capacitor bank | MTEP in-service GETS / voltage support |  | 38519 | MOORLAND | CAPACITOR | AMERICAN TRANSMISSION COMPANY | M4 - Project in Service |  | Moorland 138, 54 MVAR Capacitor bank |  |  |  |  | MTEP In Service Projects106330.xlsx | 431 | Other |  | West | 38519
Tittabawassee 5 Ohm Reactors | MTEP in-service GETS / voltage support |  | 38519 | TITTABAWASSEE |  | METC | M4 - Project in Service |  | Tittabawassee 5 Ohm Reactors (add) |  |  |  |  | MTEP In Service Projects106330.xlsx | 482 | Other |  | East | 38519
Hiple 138, 60MVAR Capacitor bank (2 steps of 32.4 MVAR) | MTEP in-service GETS / voltage support |  | 38519 | HIPLE | CAPACITOR | NORTHERN INDIANA PUBLIC SERVICE COMPANY LLC | M4 - Project in Service |  | Hiple 138, 60MVAR Capacitor bank (2 steps of 32.4 MVAR) |  |  |  |  | MTEP In Service Projects106330.xlsx | 437 | Other |  | Central | 38519
Leesburg 138, 84MVAR Capacitor bank (2 steps of 43.2 MVAR) | MTEP in-service GETS / voltage support |  | 38519 | LEESBURG | CAPACITOR | NORTHERN INDIANA PUBLIC SERVICE COMPANY LLC | M4 - Project in Service |  | Leesburg 138, 84MVAR Capacitor bank (2 steps of 43.2 MVAR) |  |  |  |  | MTEP In Service Projects106330.xlsx | 438 | Other |  | Central | 38519
Burlington 50 MVAR capacitor bank | MTEP in-service GETS / voltage support |  | 38519 | BURLINGTON | CAPACITOR | AMERICAN TRANSMISSION COMPANY | M4 - Project in Service |  | Burlington 138, 50 MVAR Capacitor bank |  |  |  |  | MTEP In Service Projects106330.xlsx | 430 | Other |  | West | 38519
Council Creek 16.32 MVAR capacitor bank | MTEP in-service GETS / voltage support |  | 38519 | COUNCIL CREEK | CAPACITOR | AMERICAN TRANSMISSION COMPANY | M4 - Project in Service |  | Council Creek 138, 16.32 MVAR Capacitor Bank |  |  |  |  | MTEP In Service Projects106330.xlsx | 429 | Other |  | West | 38519
A B Brown - Henderson 138 and A B Brown - Northwest 138 #2 | MTEP in-service GETS / voltage support |  | 38519 | BROWN | HENDERSON | Southern Indiana Gas & Electric Company d/b/a Centerpoint Energy Indiana South | M4 - Project in Service |  | A B Brown - Henderson (add 9 ohm reactor) 138 and A B Brown (SIGE) - Northwest (SIGE) 138 ckt 2 |  |  |  |  | MTEP In Service Projects106330.xlsx | 180 | Other |  | Central | 38519
South Ottawa 138 kV Substation | MTEP in-service GETS / voltage support |  | 38519 | OTTAWA |  | AMEREN ILLINOIS | M4 - Project in Service |  | South Ottawa 138 kV Substation - Install 30 MVAR, 138 kV Capacitor bank |  |  |  |  | MTEP In Service Projects106330.xlsx | 786 | Other |  | Central | 38519
Placid 120 kV capacitor | MTEP in-service GETS / voltage support |  | 38519 | PLACID 12 | CAPACITOR | ITC | M4 - Project in Service |  | Placid 120 kV capacitor |  |  |  |  | MTEP In Service Projects106330.xlsx | 528 | Other | Local Reliability | East | 38519
Alma 138 kV 7.2 MVAR capacitor additions | MTEP in-service GETS / voltage support |  | 38519 | CAPACITOR |  | METC | M4 - Project in Service |  | Alma 138 kV 7.2 MVAR capacitor additions |  |  |  |  | MTEP In Service Projects106330.xlsx | 476 | Other |  | East | 38519
Batavia 138 kV 7.2 MVAR capacitor additions | MTEP in-service GETS / voltage support |  | 38519 | BATAVIA | CAPACITOR | METC | M4 - Project in Service |  | Batavia 138 kV 7.2 MVAR capacitor additions |  |  |  |  | MTEP In Service Projects106330.xlsx | 477 | Other |  | East | 38519
Heidelbach 69 kV 31 MVAR Capacitor bank | MTEP in-service GETS / voltage support |  | 38519 | HEIDELBACH | DEL BAC | Southern Indiana Gas & Electric Company d/b/a Centerpoint Energy Indiana South | M4 - Project in Service |  | Heidelbach 69 kV 31 MVAR Capacitor bank |  |  |  |  | MTEP In Service Projects106330.xlsx | 781 | Other |  | Central | 38519
Kewanee South Street 138 kV Substation | MTEP in-service GETS / voltage support |  | 38519 | SOUTH STREET |  | AMEREN ILLINOIS | M4 - Project in Service |  | Kewanee South Street 138 kV Substation - Install 50 MVAR, 138 kV capacitor |  |  |  |  | MTEP In Service Projects106330.xlsx | 542 | Other |  | Central | 38519
Oglesby 138 kV Substation | MTEP in-service GETS / voltage support |  | 38519 | OGLESBY |  | AMEREN ILLINOIS | M4 - Project in Service |  | Oglesby 138 kV Substation - Install 54 MVAR, 138 kV Capacitor bank |  |  |  |  | MTEP In Service Projects106330.xlsx | 785 | Other |  | Central | 38519
Cloverdale 138kV Cap | MTEP in-service GETS / voltage support |  | 38519 | CLOVERDALE | CLOVER | DUKE ENERGY INDIANA, LLC | M4 - Project in Service |  | Add 43.2 MVAR 138kV capacitor at Cloverdale. |  |  |  |  | MTEP In Service Projects106330.xlsx | 765 | Other |  | Central | 38519
Northeast 69, 60 MVAR Capacitor bank | MTEP in-service GETS / voltage support |  | 38519 | NORTHEAST | CAPACITOR | Southern Indiana Gas & Electric Company d/b/a Centerpoint Energy Indiana South | M4 - Project in Service |  | Northeast 69, 60 MVAR Capacitor bank |  |  |  |  | MTEP In Service Projects106330.xlsx | 436 | Other |  | Central | 38519
Macomb 120 kV capacitor | MTEP in-service GETS / voltage support |  | 38519 | MACOMB | CAPACITOR | ITC | M4 - Project in Service |  | Macomb 120 kV capacitor |  |  |  |  | MTEP In Service Projects106330.xlsx | 529 | Other | Local Reliability | East | 38519
Castleton 138 kV 150 MVAR Capacitor | MTEP in-service GETS / voltage support |  | 38519 | CASTLETON | CASTLE | INDIANAPOLIS POWER & LIGHT COMPANY | M4 - Project in Service |  | New Capacitor Bank: Castleton 138 kV 150 MVAR |  |  |  |  | MTEP In Service Projects106330.xlsx | 756 | Other |  | Central | 38519
Buffington to Florence 138 Reactor Change | MTEP in-service GETS / voltage support |  | 38519 | FLORENCE |  | DUKE ENERGY INDIANA, LLC | M4 - Project in Service |  | Change reactor impedance on Buffington to Florence 138kV line from 5% to 3%. |  |  |  |  | MTEP In Service Projects106330.xlsx | 445 | Other |  | Central | 38519
Summit Lake Upgrade existing 11.3 to 16.9 MVAR capacitor bank | MTEP in-service GETS / voltage support |  | 38519 | SUMMIT LAKE | SUMMIT | AMERICAN TRANSMISSION COMPANY | M4 - Project in Service |  | Summit Lake 115, install additional 5.6 Mvars of capacitance |  |  |  |  | MTEP In Service Projects106330.xlsx | 432 | Other |  | West | 38519
Loch Mirror (Birchwood) 24 MVAR capacitor bank | MTEP in-service GETS / voltage support |  | 38519 | LOCH MIRROR | BIRCHWOOD | AMERICAN TRANSMISSION COMPANY | M4 - Project in Service |  | Loch Mirror (Birchwood) 138, 24 MVAR Capacitor bank |  |  |  |  | MTEP In Service Projects106330.xlsx | 407 | Other |  | West | 38519
Lafayette 138kV Cap 1 | MTEP in-service GETS / voltage support |  | 37797 | LAFAYETTE | FAYETTE | DUKE ENERGY INDIANA, LLC | M4 - Project in Service |  | Add 86.4 MVAR 138kV capacitor at Lafayette. |  |  |  |  | MTEP In Service Projects106330.xlsx | 425 | Other |  | Central | 37797
Seymour 138kV Cap | MTEP in-service GETS / voltage support |  | 37797 | SEYMOUR |  | DUKE ENERGY INDIANA, LLC | M4 - Project in Service |  | Add 50.4 MVAR 138kV capacitor at Seymour. |  |  |  |  | MTEP In Service Projects106330.xlsx | 424 | Other |  | Central | 37797
Ft. Ridgley 115, 20 MVAR Capacitor | MTEP in-service GETS / voltage support |  | 37797 | CAPACITOR |  | NORTHERN STATES POWER COMPANY | M4 - Project in Service |  | Ft. Ridgley 115, 20 MVAR Capacitor |  |  |  |  | MTEP In Service Projects106330.xlsx | 412 | Other |  | West | 37797
W. Waconia 115, 30 MVAR Capacitor | MTEP in-service GETS / voltage support |  | 37797 | CAPACITOR |  | NORTHERN STATES POWER COMPANY | M4 - Project in Service |  | W. Waconia 115, 30 MVAR Capacitor |  |  |  |  | MTEP In Service Projects106330.xlsx | 413 | Other |  | West | 37797
Columbus 138kV Cap | MTEP in-service GETS / voltage support |  | 37797 | COLUMBUS |  | DUKE ENERGY INDIANA, LLC | M4 - Project in Service |  | Add 43.2 MVAR 138kV capacitor at Columbus. |  |  |  |  | MTEP In Service Projects106330.xlsx | 427 | Other |  | Central | 37797
Cedarville 138kV Cap | MTEP in-service GETS / voltage support |  | 37797 | CEDARVILLE | CEDAR | DUKE ENERGY INDIANA, LLC | M4 - Project in Service |  | Add 50.4 MVAR 138kV capacitor at Cedarville. |  |  |  |  | MTEP In Service Projects106330.xlsx | 423 | Other |  | Central | 37797
Lafayette 138kV Cap 2 | MTEP in-service GETS / voltage support |  | 37797 | LAFAYETTE | FAYETTE | DUKE ENERGY INDIANA, LLC | M4 - Project in Service |  | Add 2nd 86.4 MVAR 138kV capacitor at Lafayette. |  |  |  |  | MTEP In Service Projects106330.xlsx | 426 | Other |  | Central | 37797
Xcel Energy Wind 425 MW project | MTEP in-service GETS / voltage support |  | 37797 | BUFFALO | RIDGE | NORTHERN STATES POWER COMPANY | M4 - Project in Service |  | Buffalo Ridge (SW MN) 425 MW of Generation Outlet: Lakefield to Fox Lake new 161 kV, Spring 06 Bird Island to Franklin rebuild 69 kV, Complete Chanarambie - Lake Yankton - Lyon Co. new 115 kV, Complete Lyon substation, Complete Lyon County 115 kV 2X30 Mvar capacitors, Complete Wilmarth to Martin Co. 345 kV upgrade, Complete Paynesville to Wakefield 115 kV rebuild, Complete Willmar to Kerkhoven 115 kV rebuild, Complete Summit to Dome to Loon Tap 115 kV rebuild, Complete Grant Co. to Brandon 115 kV rebuild, Complete Alexandria to Douglas Co. 115 kV rebuild, Dec 05 Willmar Transformer, Dec 05 Minn Valley Transformers, Dec 05 Black Dog Transformer, Complete Paynesville Transformer, Complete Lake Yankton substation and SVC, Complete Lake Yankton 115 kV 4X20 Mvar capacitors, Complete Brandon to Alexandria 115 kV rebuild, Complete Loon Tap to West Faribault 115 kV rebuild , Complete Troy substation 69 kV new, Complete Lyon County to Marshall 115 kV upgarde, Complete Fox Lake substation upgrade, Spring 2006 West Faribault substation upgrade, Dec 05 Bird Island substation upgrade, Complete Franklin substation upgrade, Complete Douglas substation upgrade , March 05 |  |  |  |  | MTEP In Service Projects106330.xlsx | 377 | TDSP |  | West | 37797